## HKF-DG-008(BOM)
To: | 생산팀/구매팀/자재팀/세창산업 |  |  | NOTES |  | REV | CHANGE | [5 empty] | Date | Revised By | ERS
cc: | [5 empty] | R1 | ELECTRICAL CLEAN UPS | [5 empty] | 2025-08-11 | VENKATESH | X
From: | JWON KIM / VENKATESH |  |  | External Cooling Module with Perforated End Panel
Date: | 2025-08-08
CO: | 527559 |  |  | TO. 세창산업 (ECN 250251, 250245 BASE FRAME 최신 적용)
Oven Level | LEVEL 1 |  |  | 5900072 도면 REV_B
Model | 1810MK5A |  |  | 5900073 도면 REV_M 적용
Peer Review by
Peer Review Date
S-No | 623A 1701 2000 0000 000B
CO | 527559 | ASSEMBLY NAME: |  | Basler Electric #1_USA |  | BM: | 1809MK5K
MODEL: | 1810MK5A |  |  | PREPARED BY: | JWON KIM / VENKATESH | RECEIVED FROM |  |  |  |  | RELEASE REVISION | R1
ACTION | LV | US | PN | DESCRIPTION | DRAWING No. | QTY | P-QTY | UNIT | IT | KITID | COMMENTS | REV | Engineer | Revision Type | SPL
| 1 | 0001 | FOMK51809 | 1809MK5 F&O MATRIX | A FOMK51809R M | 1 |  | RF | 9 | 9DRWM
| 1 | 0005 | 59699101 | EXTERNAL COOL (NO CE) AIR,LR | BM59699101 ** | 1 |  | EA | 0
| ...4 | 0150 | 580185 | COVER EXHAUST (4 INTO 1) | A 580185 R 00 | 1 |  | EA | 4 | KITM
| .2 | 0040 | 580366 | DECAL LOCATION | A580366A R | 0 |  | RF | 9 | 9DRWM |  |  |  |  | SDRWM
| .2 | 0060 | 580453 | COVER - INTERFACE PATTERN | A 580453 R A | 4 |  | EA | 4 | KITM
| .2 | 0010 | 59387801 | ECM ASSY (5" IMP), AIR-L/R,MK5 | D 59387801 ** G | 1 |  | EA | 0
| ..3 | 0140 | 580453 | COVER - INTERFACE PATTERN | A 580453 R A | -2 |  | EA | 4 | KITM
| .2 | 0060 | 581084 | WIRE WAY HOLDER | B 581084 R D | 10 |  | EA | 4 | KITM
| ..3 | 0030 | 59386401 | AIR COOL ASSY, EXT COOL, MK5 | D 593864XX R C | 1 |  | EA | 0
| .2 | 0200 | 581084 | WIRE WAY HOLDER | B 581084 R D | 11 |  | EA | 4 | KITM
| .2 | 0290 | 58140002 | CHAIN WEAR STRIP===131 INCHES | B68140002 AR | 0 |  | EA | 9 | 9DRWM |  |  |  |  | SDRWM
| ....5 | 0310 | 581411 | COVER EXHAUST HOLE | A 581411 R B | 2 |  | EA | 4 | KITM
| ..3 | 0070 | 581794 | LIM SW BRACKET | A 581794 R B | 2 |  | EA | 4 | KITM
| .....6 | 0040 | 581840 | KEYBOARD PROP | A 581840 R B | 1 |  | EA | 4 | KITM
| ....5 | 0210 | 581854 | COVER,SMALL FLOWMETER | A 581854 R A | 1 |  | EA | 4 | KITM
| ...4 | 0050 | 581854 | COVER,SMALL FLOWMETER | A 581854 R A | -1 |  | EA | 4 | KITM
| ...4 | 0020 | 581889 | WIDEBODY ROD SUPPORT | B 581889 R F | 3 |  | EA | 4 | KITM
| ....5 | 0100 | 582281 | WIRING DIA. L.T. 3 STAGE | B582281 A R | 0 |  | RF | 9 | 9DRWM |  |  |  |  | SDRWM
| .2 | 0030 | 582854 | DECO ANGLE EXL | B582854 R | 3 |  | EA | 4 | KITM
| .....6 | 0020 | 584712 | MONITOR PLATFORM SUPPORT | A 584712 R B | 1 |  | EA | 4 | KITM
| ....5 | 0030 | 95427M | M5 X 0.8 X 12LG SHCS | 9 5427 R | 1 |  | EA | 4 | HW
| ....5 | 0040 | 95391M | M5 FLAT WASHER | 9 5391 ** | 1 |  | EA | 4 | HW
| ....5 | 0050 | 95393M | M5 LOCK WASHER | 9 5393 ** | 1 |  | EA | 4 | HW
| ....5 | 0060 | 4598K | #12 X 3/4" HHSDS | A4598 R | 2 |  | EA | 4 | HW
| ...4 | 0100 | 594696 | NIDEC MOTOR ASY, AIR,NO SPACER | B 594696 ** A | 1 |  | EA | 0
| ....5 | 0010 | 8253K | .11HP NIDEC MOTOR,3/8"DIA.SHFT | B 8253 R B | 1 |  | EA | 4 | LTRNM
| ....5 | 0020 | 594710 | NIDEC MOTOR MOUNTNG PLATE,MK3V | A 594710 R B | 1 |  | EA | 4 | KITMS
| ....5 | 0030 | 5792K | IMP 4.72" DIA 3/8" BORE, CL | CP5792 R C | 1 |  | EA | 4 | LTRNM
| ....5 | 0040 | 95431M | M5-0.8 X 15MM SHCS | 95431 R | 3 |  | EA | 4 | HW
| ....5 | 0050 | 95391M | M5 FLAT WASHER | 9 5391 ** | 3 |  | EA | 4 | HW
| ....5 | 0060 | 95393M | M5 LOCK WASHER | 9 5393 ** | 3 |  | EA | 4 | HW
| ....5 | 0070 | 95650M | M8 X 10LG SSS | 95650M R B | 0 |  | EA | 4 | HW
| ...4 | 0110 | 594697 | NIDEC MOTOR ASY, AIR, W/SPACER | B 594697 ** A | 1 |  | EA | 0
| ....5 | 0010 | 8253K | .11HP NIDEC MOTOR,3/8"DIA.SHFT | B 8253 R B | 1 |  | EA | 4 | LTRNM
| ....5 | 0020 | 594710 | NIDEC MOTOR MOUNTNG PLATE,MK3V | A 594710 R B | 1 |  | EA | 4 | KITMS
| ....5 | 0030 | 594717 | PHENOLIC SPACER,3/8" NIDEC SHF | A 594717 R B | 2 |  | EA | 4 | KITMS
| ....5 | 0040 | 5792K | IMP 4.72" DIA 3/8" BORE, CL | CP5792 R C | 1 |  | EA | 4 | LTRNM
| ....5 | 0050 | 95431M | M5-0.8 X 15MM SHCS | 95431 R | 3 |  | EA | 4 | HW
| ....5 | 0060 | 95391M | M5 FLAT WASHER | 9 5391 ** | 3 |  | EA | 4 | HW
| ....5 | 0070 | 95393M | M5 LOCK WASHER | 9 5393 ** | 3 |  | EA | 4 | HW
| ....5 | 0080 | 95650M | M8 X 10LG SSS | 95650M R B | 0 |  | EA | 4 | HW
| ...4 | 0120 | 96255M | M5-0.8X10LG SHCS | A 96255 R 00 | 8 |  | EA | 4 | HW
| ...4 | 0125 | 96238M | M5 X 0.8 X 12MM LG SHCS | 96238M R | 4 |  | EA | 4 | HW
| ...4 | 0130 | 95292M | M4 FLAT WASHER | 95292M ** | 10 |  | EA | 4 | HW
| ...4 | 0140 | 95294M | M4 LOCK WASHER | 95294 R | 10 |  | EA | 4 | HW
| ...4 | 0150 | 96646M | M5 X 0.8 X 50MM LG SHCS SUS | 96646 R | 4 |  | EA | 4 | HW
| ...4 | 0160 | 95414M | M5X0.8X10 BHCS | 95414 ** | 6 |  | EA | 4 | HW
| ...4 | 0170 | 96221M | M5 X 50 LG BHCS | 96221 R 00 | 4 |  | EA | 4 | HW
| ...4 | 0180 | 96549M | M4X0.7 10LG HHCS(SS) | 96549M R 00 | 10 |  | EA | 4 | HW
| ...4 | 0190 | 95512M | M6-1.0 X 12 SHCS | 9 5512 ** A | 2 |  | EA | 4 | HW
| ...4 | 0200 | 95391M | M5 FLAT WASHER | 9 5391 ** | 10 |  | EA | 4 | HW
| ...4 | 0210 | 95591M | M6 FLAT WASHER | 95591K **00 | 2 |  | EA | 4 | HW
| ...4 | 0220 | 95592M | M6 LOCK WASHER | 95592M R A | 2 |  | EA | 4 | HW
| ...4 | 0230 | 4598K | #12 X 3/4" HHSDS | A4598 R | 2 |  | EA | 4 | HW
| ...4 | 0590 | 584805 | MAIN POWER HAR LIST E.PNL 100A | A 584805 R B | 1 |  | RF | 9 | 9DRWM |  |  |  |  | SDRWM
| ...4 | 0360 | 584806 | MAIN POWER HAR LIST OVEN 100A | A 584806 R B | 1 |  | RF | 9 | 9DRWM |  |  |  |  | SDRWM
| .2 | 0090 | 585777 | SERIAL NUMBER FORMAT | B 585777 R AW | 0 |  | RF | 9 | 9DRWM |  |  |  |  | SDRWM
| ....5 | 0030 | 585801 | SLIDE DOOR CARB | B 585801 R D | 3 |  | EA | 4 | KITM
| ..3 | 0080 | 1558K | BUSHING, SNAP HEYCO# SB-875-10 | CP 1558 R A | 1 |  | EA | 4 | PBINM
| ..3 | 0100 | 95512M | M6-1.0 X 12 SHCS | 9 5512 ** A | 16 |  | EA | 4 | HW
| ..3 | 0110 | 95591M | M6 FLAT WASHER | 95591K **00 | 16 |  | EA | 4 | HW
| ..3 | 0120 | 95592M | M6 LOCK WASHER | 95592M R A | 16 |  | EA | 4 | HW
| ..3 | 0130 | 3960K | DECO SCREW - M5-0.8 X 12MM LG | CP3960M ** A | 5 |  | EA | 4 | PBINM
| ..3 | 0140 | 8140K | FLEXIBLE ALUMINIUM DUCT, 4" ID | CP8140 R A | 1.5 |  | MT | 4 | PBINM
| ..3 | 0150 | 2657K | 4" HOSE CLAMP, RANGE 91-114MM | CP2657 R B | 4 |  | EA | 4 | PBINM
| ..3 | 0160 | 6834K | BOLT, STOPPER - M6X1.0 X 25MM | CP 6834 R | 2 |  | EA | 4 | BNRML
| ..3 | 0180 | 59445501 | INTERFACE ADD/DEL, EXT COOL LR | BM59445501 ** B | 1 |  | EA | 0
| ....5 | 0030 | 585801 | SLIDE DOOR CARB | B 585801 R D | 2 |  | EA | 4 | KITM
| ....5 | 0020 | 585802 | CARB FILTER | A 585802 R A | 3 |  | EA | 4 | KITM
| ....5 | 0020 | 585802 | CARB FILTER | A 585802 R A | 2 |  | EA | 4 | KITM
| ...4 | 0030 | 4598K | #12 X 3/4" HHSDS | A4598 R | 2 |  | EA | 4 | HW
| ..3 | 0190 | 581531 | 150 SCFM EXHAUST LABEL | A 581531 R C | 1 |  | EA | 4 | KITL
| ...4 | 0050 | 585809 | BLOWER FLANGE - 5" | B 585809 R D | 1 |  | EA | 4 | KITM
| ..3 | 0210 | 596791 | STANDOFF, RAIL GUARD STANDOFF | A 596791 R | -4 |  | EA | 4 | KITMP
| ..3 | 0220 | 95414M | M5X0.8X10 BHCS | 95414 ** | -4 |  | EA | 4 | HW
| ...4 | 0070 | 585811 | BLOWER WELDMENT - VERTICAL, 5" | B 585811 R F | 1 |  | EA | 4 | KITM
| ...4 | 0060 | 585815 | BLOWER WELDMENT, TOP | B 585815 R E | 1 |  | EA | 4 | KITM
| 1 | 0010 | 596878 | TOP ASSEMBLY, 1809MK5 | BM596878 R B | 1 |  | EA | 0
| .2 | 0001 | 43435202 | INSULATION, TOP SHELL, 1809MK3 | C 434352XX R | 1 |  | EA | 4 | KITMS | INSULATION
| ....5 | 0020 | 586955 | SLIDE, ADJ. BRACKET | A 586955 R C | 1 |  | EA | 4 | KITM
| ...4 | 0040 | 587039 | TOP EXHAUST PLATE | B 587039 R C | 1 |  | EA | 4 | KITM
| .....6 | 0010 | 587193 | FLAT MONITOR ARM | C 587193 R A | 1 |  | EA | 4 | KITM
| ....5 | 0010 | 587467 | ADJUSTABLE BRCKET-BLOWER MOTOR | A 587467 R B | 1 |  | EA | 4 | KITM
| ....5 | 0010 | 587467 | ADJUSTABLE BRCKET-BLOWER MOTOR | A 587467 R B | 1 |  | EA | 4 | KITM
| ....5 | 0020 | 587477 | BLOWER MOTR SUPPORT BRACKET | A 587477 R A | 1 |  | EA | 4 | KITM
| ....5 | 0020 | 587477 | BLOWER MOTR SUPPORT BRACKET | A 587477 R A | 1 |  | EA | 4 | KITM
| ..3 | 0070 | 96126M | M10-1.25 X 20LG HHCS | 96126M R 00 | 20 |  | EA | 4 | HW
| ..3 | 0080 | 95732M | M10 LOCK WASHER | 95732 R | 20 |  | EA | 4 | HW
| ..3 | 0090 | 95721M | M10 HEX NUT | 95721M R B | 9 |  | EA | 4 | HW
| ..3 | 0100 | 95391M | M5 FLAT WASHER | 9 5391 ** | 9 |  | EA | 4 | HW
| ..3 | 0110 | 95414M | M5X0.8X10 BHCS | 95414 ** | 9 |  | EA | 4 | HW
| ..3 | 0120 | 95592M | M6 LOCK WASHER | 95592M R A | 26 |  | EA | 4 | HW
| ..3 | 0130 | 96192M | M6-1.0 - 13MM SHCS | R 00 | 18 |  | EA | 4 | HW
| ..3 | 0140 | 96191M | M6-1.0 HEX NUT | 96191 R 00 | 8 |  | EA | 4 | HW
| ..3 | 0150 | 95591M | M6 FLAT WASHER | 95591K **00 | 8 |  | EA | 4 | HW
| .2 | 0020 | 596282 | CAP ASSY, MK5, 8 HOLE PATTERN | B 596282 R C | 2 |  | EA | 0 |  | KITM TO BLANK
| ..3 | 0001 | SOP002 | INSTALLATION OF MUFFIN FANS | A SOP002 R F | 2 |  | RF | 9 | 9DRWM
| ...4 | 0090 | 587478 | BLOWER MOTOR BKT. ASSY.-ADJ | A 587478 ** B | 1 |  | EA | 9 | KITM
| ...4 | 0120 | 587478 | BLOWER MOTOR BKT. ASSY.-ADJ | A 587478 ** B | 1 |  | EA | 9 | KITM
| ..3 | 0030 | 587498 | MUFFIN FAN ASSEMBLY | B 587498 ** D | 4 |  | EA | 9 | 9DRWM |  |  |  |  | SDRWM
| ...4 | 0010 | 2407240 | TUBE AXIAL FAN | A 2407240 R C | 4 |  | EA | 4 | KITEL
| ...4 | 0020 | 2721K | FAN GUARD | CP 2721M R | 4 |  | EA | 4 | PBINM
| ...4 | 0030 | 2733K | CORD SET | CP2733 R C | 4 |  | EA | 4 | KITEL
| ...4 | 0040 | 5487K | LOOM TUBING .250 P/N 83261050 | A5487 | 3.656 |  | MT | 4 | PBINM
| ...4 | 0050 | 95414M | M5X0.8X10 BHCS | 95414 ** | 16 |  | EA | 4 | HW
| ...4 | 0060 | 95391M | M5 FLAT WASHER | 9 5391 ** | 16 |  | EA | 4 | HW
| ...4 | 0065 | 96309M | M5 X .8 X 12 LG FHCS | 96309M R | 16 |  | EA | 4 | HW
| ...4 | 0080 | 7200K | SNAP-IN/SCREW-DOWN CLIP | CP7200 R A | 8 |  | EA | 4 | PBINM
| ...4 | 0090 | 26K | CABLE TIE (200MM) | ** | 16 |  | EA | 4 | PBINM
| ..3 | 0040 | 96426M | M6-1.0 X 12 LG FHCS | 96426 R | 16 |  | EA | 4 | HW
| ..3 | 0050 | 4004K | CONCEALED PULL | CP4004M R A | 4 |  | EA | 4 | KITMS
| ..3 | 0060 | 3961K | DECO SCREW - M6-1.0 X 16MM LG | CP 3961M R A | 4 |  | EA | 4 | HW
| .2 | 0030 | 596284 | CAP ASSY, EXH, MK5, 8-HOLE | B 596284 R C | 1 |  | EA | 0 |  | KITM TO BLANK
| ..3 | 0001 | SOP002 | INSTALLATION OF MUFFIN FANS | A SOP002 R F | 1 |  | RF | 9 | 9DRWM
| ..3 | 0030 | 587498 | MUFFIN FAN ASSEMBLY | B 587498 ** D | 2 |  | EA | 9 | 9DRWM |  |  |  |  | SDRWM
| ..3 | 0010 | 588928 | WIRE HARNESS ROUTING PROCEDURE | BM 588928 R E | 0 |  | EA | 9 | 9DRWM |  |  |  |  | SDRWM
| ..3 | 0020 | 589021 | WIREWAY LOCATION | D 589021 ** | 0 |  | RF | 9 | 9DRWM |  |  |  |  | SDRWM
| ...4 | 0010 | 2407240 | TUBE AXIAL FAN | A 2407240 R C | 2 |  | EA | 4 | KITEL
| ...4 | 0020 | 2721K | FAN GUARD | CP 2721M R | 2 |  | EA | 4 | PBINM
| ...4 | 0030 | 2733K | CORD SET | CP2733 R C | 2 |  | EA | 4 | KITEL
| ...4 | 0040 | 5487K | LOOM TUBING .250 P/N 83261050 | A5487 | 1.828 |  | MT | 4 | PBINM
| ...4 | 0050 | 95414M | M5X0.8X10 BHCS | 95414 ** | 8 |  | EA | 4 | HW
| ...4 | 0060 | 95391M | M5 FLAT WASHER | 9 5391 ** | 8 |  | EA | 4 | HW
| ...4 | 0065 | 96309M | M5 X .8 X 12 LG FHCS | 96309M R | 8 |  | EA | 4 | HW
| ...4 | 0080 | 7200K | SNAP-IN/SCREW-DOWN CLIP | CP7200 R A | 4 |  | EA | 4 | PBINM
| ...4 | 0090 | 26K | CABLE TIE (200MM) | ** | 8 |  | EA | 4 | PBINM
| ..3 | 0040 | 96426M | M6-1.0 X 12 LG FHCS | 96426 R | 8 |  | EA | 4 | HW
| ..3 | 0050 | 4004K | CONCEALED PULL | CP4004M R A | 2 |  | EA | 4 | KITMS
| ..3 | 0060 | 3961K | DECO SCREW - M6-1.0 X 16MM LG | CP 3961M R A | 2 |  | EA | 4 | HW
| .2 | 0040 | 59628601 | PROP ROD ASSY,RETRACTABLE | B 596286XX R C | 3 |  | EA | 0 |  | 9DRWM TO BLANK
| ..3 | 0010 | 59628701 | SUPPORT BRACKET,RETRACTABLE | B 596287XX R C | 3 |  | EA | 4 | KITMS2
| ..3 | 0020 | 96037M | 5/16X3/8LG-1/4-20SHOULDERSCREW | 96037M R 00 | 3 |  | EA | 4 | KITMS
| ..3 | 0030 | 596289 | PIVOT BLOCK,PROP ROD,STAY | A 596289 R | 3 |  | EA | 4 | KITMS
| ..3 | 0040 | 95470M | M5 X 35 SHCS | 95470M R A | 6 |  | EA | 4 | HW
| ..3 | 0050 | 95733M | M8 FLAT WASHER | 95733 R A | 9 |  | EA | 4 | HW
| ..3 | 0060 | 96556M | M5 X 0.8 X 8 SHCS SS | 96556M R 00 | 12 |  | EA | 4 | HW
| ..3 | 0070 | 95393M | M5 LOCK WASHER | 9 5393 ** | 12 |  | EA | 4 | HW
| .2 | 0050 | 59628602 | PROP ROD ASSY,RETRACTABLE | B 596286XX R C | 3 |  | EA | 0 |  | 9DRWM TO BLANK
| ..3 | 0010 | 59628702 | SUPPORT BRACKET,RETRACTABLE | B 596287XX R C | 3 |  | EA | 4 | KITMS2
| ..3 | 0020 | 96037M | 5/16X3/8LG-1/4-20SHOULDERSCREW | 96037M R 00 | 3 |  | EA | 4 | KITMS
| ..3 | 0030 | 596289 | PIVOT BLOCK,PROP ROD,STAY | A 596289 R | 3 |  | EA | 4 | KITMS
| ..3 | 0040 | 95470M | M5 X 35 SHCS | 95470M R A | 6 |  | EA | 4 | HW
| ..3 | 0050 | 95733M | M8 FLAT WASHER | 95733 R A | 9 |  | EA | 4 | HW
| ..3 | 0060 | 96556M | M5 X 0.8 X 8 SHCS SS | 96556M R 00 | 12 |  | EA | 4 | HW
| ..3 | 0070 | 95393M | M5 LOCK WASHER | 9 5393 ** | 12 |  | EA | 4 | HW
| ...4 | 0030 | 589272 | EXHAUST PORT, 4 INTO 1 | C 589272 R B | 1 |  | EA | 4 | KITM
| .2 | 0070 | 95773M | M4-.07 X 10 PHPH | R | 10 |  | EA | 4 | HW
| .2 | 0080 | 4570K | DINCLIP - FM8 | A4570 A R A | 10 |  | EA | 4 | KITMS
| .2 | 0090 | 4571K | WIREWAY MOUNT ZP1 | A4571 R | 20 |  | EA | 4 | PBINM
| .2 | 0100 | 4568K | WIRE DUCT 30X40 | CP4568K R | 4.877 |  | MT | 4 | PBINM
| .2 | 0110 | 4569K | WIRE DUCT 40X60 | A4569 R | 5.486 |  | MT | 4 | PBINM
| ..3 | 0060 | 589444 | EXHAUST FLANGE, 100MM (4") DIA | B 589444 R C | 1 |  | EA | 4 | KITM
| .2 | 0130 | 3786K | GLASS WOOL INSULATION-25MM THK | CP3786M R C | 13.3 |  | EA | 4 | PBINM
| .2 | 0140 | 3897K | 2 1/2" FOIL TAPE | CP3897 ** B | 0.61 |  | MT | 4 | PBINM
| 1 | 0020 | 5900067 | BASE ASSEMBLY NEW 18XX MK5 | BM5900067 R E | 1 |  | EA | 0
| ..3 | 0020 | 589460 | CAP HINGE, MK3 | B 589460 R F | 4 |  | EA | 4 | KITM
| .2 | 0020 | 590007101 | BASE FRAME NEW18MK5, 1 PCS ASY | D 5900071XXR B | 1 |  | EA | 0
| ..3 | 0020 | 589460 | CAP HINGE, MK3 | B 589460 R F | 2 |  | EA | 4 | KITM
| ..3 | 0070 | 589597 | BRACKET, ECM AIR | B 589597 R A | 2 |  | EA | 4 | KITM
| ....5 | 0010 | 58960501 | BRIDGE, REMOTE EXHAUST, MK3.5 | D 589605XX R H | 1 |  | EA | 4 | KITM
| ....5 | 0010 | 58960503 | BRIDGE, REMOTE EXHAUST, MK3.5 | D 589605XX R H | 1 |  | EA | 4 | KITM
| ....5 | 0020 | 589688 | BRKT,LIGHT TOWER,TOP SHELL,MK3 | B 589688 R E | 1 |  | EA | 4 | KITM
| ....5 | 0030 | 589689 | COVER,LIGHT TOWR,TOP SHELL,MK3 | A 589689 R B | 1 |  | EA | 4 | KITM
| .....6 | 0040 | 589778 | PROTECTOR PLATE,5.75"IMP,MK3.5 | A 589778 R B | 2 |  | EA | 4 | KITM
| ....5 | 0070 | 589870 | KEYBOARD TRAY ASSY, MK3 | D 589870 ** | 1 |  | EA | 9 | 9DRWM |  |  |  |  | SDRWM
| .....6 | 0010 | 589871 | KEYBOARD MOUNT, MK3 | C 589871 R B | 1 |  | EA | 4 | KITM
| .....6 | 0030 | 589872 | KEYBOARD TRAY, MK3 | C 589872 R A | 1 |  | EA | 4 | KITM
| .....6 | 0020 | 589873 | KEYBOARD DECO TRIM, MK3 | A 589873 R B | 1 |  | EA | 4 | KITM
| ....5 | 0050 | 58995401 | 3" SANIT FLG, STRAIGHT, NO EXT | D 589954XX R F | 2 |  | EA | 4 | KITM
| ...4 | 0120 | 59848701 | SIDE WALL SUPPORT WIDE | C 598487XX R | 4 |  | EA | 0
| ....5 | 0060 | 58995402 | 3" SANIT FLG, STRAIGHT, W/ EXT | D 589954XX R F | 2 |  | EA | 4 | KITM
| ...4 | 0020 | 589989 | MTG BRKT, 4 INTO 1, MK3.5 | B 589989 R C | 2 |  | EA | 4 | KITM
| ....5 | 0010 | 589991 | CARB, INLET, MK3.5 | B 589991 R C | 3 |  | EA | 4 | KITM
| ....5 | 0010 | 589991 | CARB, INLET, MK3.5 | B 589991 R C | 2 |  | EA | 4 | KITM
| ...4 | 0190 | 589992 | CARB ASSY, MK3.5 | B 589992 ** | 3 |  | EA | 9 | KITM
| ...4 | 0200 | 589992 | CARB ASSY, MK3.5 | B 589992 ** | 2 |  | EA | 9 | KITM
| ...4 | 0180 | 59001804 | 3''RTRN FLG,90DEG,SHORTER | C 590018XX R F | 2 |  | EA | 4 | KITM
| ..3 | 0080 | 590089 | TUNNEL RETAINER CLIP, MK3.5 | A 590089 R | 4 |  | EA | 4 | KITM
| ....5 | 0010 | 590137 | INNER BOX, REMOTE EXH, MK3.5 | C 590137 R D | 2 |  | EA | 4 | KITM
| ....5 | 0020 | 590138 | OUTER BOX, REMOTE EXH, MK3.5 | B 590138 R F | 2 |  | EA | 4 | KITM
| ...4 | 0200 | 590278 | COVER, MOD RETURN HOLE, MK3.5 | A 590278 ** | 3 |  | EA | 4 | KITM
| ...4 | 0205 | 590278 | COVER, MOD RETURN HOLE, MK3.5 | A 590278 ** | 2 |  | EA | 4 | KITM
| .2 | 0185 | 59123401 | STANDARD OVEN WARRANTY, 3YR | A 59123401 R J | 1 |  | RF | 9 | 9DRWM |  |  |  |  | SDRWM
| .2 | 0003 | 591595 | LABEL PLACEMENT DIAGRAM, MK3V | D 591595 R E | 0 |  | EA | 9 | 9DRWM |  |  |  |  | SDRWM
| ...4 | 0080 | 591763 | BLOWER FLANGE | B 591763 R D | 1 |  | EA | 4 | KITM
| ..3 | 0090 | 595806 | PIVOT BAR MIDDLE, 1PCS BASE | A 595806 R | 2 |  | EA | 4 | KITMS
| ..3 | 0050 | 591764 | INLET SNORKET FLANGE, 100MM | B 591764 R | 1 |  | EA | 4 | KITM
| .2 | 0120 | 591833 | HARNESS HANGER | B 591833 R A | 2 |  | EA | 4 | KITM
| ..3 | 0120 | 5735K | LEVELER FOOT | CP5735 R B | 6 |  | EA | 4 | PBINM
| ..3 | 0130 | 5736K | SINGLE WHEEL CASTER | CP5736M R A | 6 |  | EA | 4 | PBINM
| ...4 | 0135 | 591834 | BAFFLE, COOLING BLOWER INTAKE | A 591834 R A | 1 |  | EA | 4 | KITM
| ...4 | 0120 | 59200204 | CC SMARTFAN, LOGIC HARNESS,1C | A 59200204** B | 1 |  | EA | 9 | 9DRWM |  |  |  |  | SDRWM
| .....6 | 0020 | 592049 | FLANGE, BLOW IN TUBE | B 592049 R 01 | 1 |  | EA | 4 | KITM
| ....5 | 0070 | 592167 | COVER, B/T MOD POWER WIRE HOLE | A 592167 R B | 1 |  | EA | 4 | KITM
| ...4 | 0010 | 593088 | WEAR ROD CLIP, TUNNEL MT | B 593088 R A | 6 |  | EA | 4 | KITM
| ...4 | 0060 | 593128 | COVER, OIL RESERVOIR | B 593128 R D | 1 |  | EA | 4 | KITM
| ..3 | 0200 | 96191M | M6-1.0 HEX NUT | 96191 R 00 | 48 |  | EA | 4 | HW
| ..3 | 0210 | 96852M | M6 X 1 X 40LG SHCS | 96852M R | 24 |  | EA | 4 | HW
| ..3 | 0220 | 96816M | M12X1.75 X 70LG SHCS | 96816M R | 8 |  | EA | 4 | HW
| ..3 | 0230 | 96068M | M12 LOCK WASHER | 96068M R | 8 |  | EA | 4 | HW
| ..3 | 0240 | 96381M | M12 FLAT WASHER | R 00 | 8 |  | EA | 4 | HW
| ..3 | 0250 | 95512M | M6-1.0 X 12 SHCS | 9 5512 ** A | 70 |  | EA | 4 | HW
| ..3 | 0260 | 95592M | M6 LOCK WASHER | 95592M R A | 94 |  | EA | 4 | HW
| ..3 | 0270 | 95591M | M6 FLAT WASHER | 95591K **00 | 94 |  | EA | 4 | HW
| ..3 | 0280 | 96309M | M5 X .8 X 12 LG FHCS | 96309M R | 16 |  | EA | 4 | HW
| ..3 | 0290 | 95427M | M5 X 0.8 X 12LG SHCS | 9 5427 R | 14 |  | EA | 4 | HW
| ..3 | 0300 | 95391M | M5 FLAT WASHER | 9 5391 ** | 14 |  | EA | 4 | HW
| ..3 | 0310 | 95393M | M5 LOCK WASHER | 9 5393 ** | 14 |  | EA | 4 | HW
| ..3 | 0320 | 96586M | M8-1.25 X 60LG SHCS | R 01 | 4 |  | EA | 4 | HW
| ..3 | 0330 | 95651M | M8-1.25 X 20 SHCS | 95651K **00 | 2 |  | EA | 4 | HW
| ..3 | 0340 | 95729M | M8-1.25X20LG HHCS | A95729 R | 24 |  | EA | 4 | HW
| ..3 | 0350 | 95733M | M8 FLAT WASHER | 95733 R A | 24 |  | EA | 4 | HW
| ..3 | 0360 | 95787M | M8 LOCK WASHER | 95787M R A | 24 |  | EA | 4 | HW
| ..3 | 0370 | 96160M | M20-2.5 JAM NUT | 96160M R 00 | 6 |  | EA | 4 | HW
| ...4 | 0130 | 59316101 | SPACER COMMON, 30" MK5, 12.7MM | B 593161XX R J | 7 |  | EA | 4 | KITM
| ...4 | 0140 | 59316107 | SPACER COMMON, 30" MK5, 53.8MM | B 593161XX R J | 1 |  | EA | 4 | KITM
| ...4 | 0150 | 59316116 | SPACER COMMON,30" MK5, 36.5MM | B 593161XX R J | 1 |  | EA | 4 | KITM
| ...4 | 0130 | 59316101 | SPACER COMMON, 30" MK5, 12.7MM | B 593161XX R J | 7 |  | EA | 4 | KITM
| ...4 | 0135 | 59316107 | SPACER COMMON, 30" MK5, 53.8MM | B 593161XX R J | 1 |  | EA | 4 | KITM
| ...4 | 0140 | 59316114 | SPACER COMMON,30" MK5, 141.5MM | B 593161XX R J | 1 |  | EA | 4 | KITM
| .2 | 0070 | 598817 | POWER SWITCH BRKT ASSY, REAR | B 598817 R A | 1 |  | EA | 0 |  | 9DRWM TO BLANK
| ...4 | 0160 | 59316215 | SPACER, SLOPED, 194MM, 30" MK5 | B 593162XX R L | 1 |  | EA | 4 | KITM
| ...4 | 0030 | 593166 | END WALL, TOP, 30" MK5 | C 593166 R B | 2 |  | EA | 4 | KITM
| ..3 | 0030 | 95591M | M6 FLAT WASHER | 95591K **00 | 2 |  | EA | 4 | HW
| ..3 | 0040 | 95518M | M6 X 15 SHCS | 95518M R A | 4 |  | EA | 4 | HW
| ..3 | 0050 | 595769 | COVER, MAIN POWER SWITCH | A 595769 R | 1 |  | EA | 4 | KITMP
| ..3 | 0060 | 2545K | DANGER HIGH VOLTAGE PSSB-13 | A2545 ** | 1 |  | EA | 4 | KITL
| ..3 | 0070 | 95213M | M4 X 0.7 X 10LG BHCS | 95213M R R | 2 |  | EA | 4 | HW
| .2 | 0080 | 1558K | BUSHING, SNAP HEYCO# SB-875-10 | CP 1558 R A | 8 |  | EA | 4 | PBINM
| ...4 | 0030 | 593177 | END WALL, BTM, 30" MK5 | C 593177 R A | 2 |  | EA | 4 | KITM
| ...4 | 0150 | 593252 | SPACER, CLS/MESH, MK5 | B 593252 R D | 1 |  | EA | 4 | KITM
| ..3 | 0020 | 59336502 | AIR BLOCKING BRKT MK5,22'' | D 593365XX R C | 1 |  | EA | 4 | KITM
| ...4 | 0130 | 593366 | BLOWER WELDMENT,VERTICAL,4" QK | B 593366 R D | 1 |  | EA | 4 | KITM
| .2 | 0130 | 4568K | WIRE DUCT 30X40 | CP4568K R | 9.19 |  | MT | 4 | PBINM
| .2 | 0140 | 8944K | WIREWAY 100X100MM | A 8944 R | 0.914 |  | MT | 4 | PBINM
| .2 | 0150 | 6404K | WIRE DUCT 80X100 | CP6404 R A | 1.219 |  | MT | 4 | PBINM
| .2 | 0160 | 8347K | WIREWAY 60*80 | A 8347 R | 3.8 |  | MT | 4 | PBINM
| .2 | 0170 | 4569K | WIRE DUCT 40X60 | A4569 R | 2.195 |  | MT | 4 | PBINM
| .2 | 0180 | 4569K | WIRE DUCT 40X60 | A4569 R | 0.975 |  | MT | 4 | PBINM
| .2 | 0190 | 4570K | DINCLIP - FM8 | A4570 A R A | 11 |  | EA | 4 | KITMS
| .2 | 0195 | 4571K | WIREWAY MOUNT ZP1 | A4571 R | 22 |  | EA | 4 | PBINM
| ...4 | 0140 | 593367 | 4" QK FLANGE & 3" CONNECTOR | B 593367 R | 1 |  | EA | 4 | KITM
| .2 | 0210 | 96238M | M5 X 0.8 X 12MM LG SHCS | 96238M R | 6 |  | EA | 4 | HW
| .2 | 0220 | 95391M | M5 FLAT WASHER | 9 5391 ** | 6 |  | EA | 4 | HW
| .2 | 0230 | 95528M | M6 X 20 LG SHCS | 95528M R 00 | 3 |  | EA | 4 | HW
| .2 | 0240 | 95592M | M6 LOCK WASHER | 95592M R A | 19 |  | EA | 4 | HW
| .2 | 0250 | 95591M | M6 FLAT WASHER | 95591K **00 | 23 |  | EA | 4 | HW
| .2 | 0260 | 95033M | M3-0.5 X 12MM BHCS | 95033M R B | 8 |  | EA | 4 | HW
| ....5 | 0160 | 593406 | END PANEL EDGE TRIM | A 593406 R | 2 |  | EA | 4 | KITM
| .2 | 0280 | 9107K | CHAIN WEAR STRIP | CP 9107 R A | 7.9 |  | MT | 4 | BNRML
| ..3 | 0030 | 59371101 | TOP SHELL LEFT WELDMT,1936MK5 | D 593711XX R E | 1 |  | EA | 4 | KITM
| .2 | 0300 | 3521K | 7/8" N/P HOLE PLUG 9563K46 | CP3521M R 00 | 1 |  | EA | 4 | PBINM
| .2 | 0310 | 2356K | M6 X 13MM HH WHIZ SCREW | CP 2356M R | 11 |  | EA | 4 | HW
| .2 | 0320 | 95213M | M4 X 0.7 X 10LG BHCS | 95213M R R | 6 |  | EA | 4 | HW
| .2 | 0330 | 95292M | M4 FLAT WASHER | 95292M ** | 6 |  | EA | 4 | HW
| .2 | 0340 | 95414M | M5X0.8X10 BHCS | 95414 ** | 30 |  | EA | 4 | HW
| .2 | 0350 | 96639M | M6-1.0 X 80LG HHCS | A 96639 R A | 8 |  | EA | 4 | HW
| .2 | 0360 | 95584M | M6-1.0 HEX NUT C | 95584M R A | 8 |  | EA | 4 | HW
| ..3 | 0040 | 59371102 | TOP SHELL RIGHT WELDMT,1936MK5 | D 593711XX R E | 1 |  | EA | 4 | KITM
| ..3 | 0060 | 593726 | CROSS BRACE, TOP SHELL, MK5 | C 593726XX R E | 2 |  | EA | 4 | KITM
| .2 | 0390 | 96271M | M6-1.0 X 15LG HHCS | 96271 R 0R A | 4 |  | EA | 4 | HW
| 1 | 0030 | 599754 | INTEGRATION ASSY, MK5&7 | BM599754 R A | 1 |  | EA | 0 |  | 9DRWM TO BLANK
| .2 | 0010 | 5900249 | LINAK PUSH/PULL COMP, 17/18/19 | BM5900249 R A | 1 |  | EA | 0 |  | 9DRWM TO BLANK
| ..3 | 0050 | 593727 | DIN RAIL BRACKET,TOP SHELL,MK5 | A 593727 R B | 9 |  | EA | 4 | KITM
| ...4 | 0001 | 593755 | EHC CHAIN LUBE MSDS | A 593755 R A | 0 |  | RF | 9 | 9DRWM |  |  |  |  | SDRWM
| .2 | 0003 | 593855 | PANEL, EXTERNAL COOL, AIR, MK5 | D 593855 R B | -1 |  | EA | 4 | KITM
| ..3 | 0040 | 593855 | PANEL, EXTERNAL COOL, AIR, MK5 | D 593855 R B | 1 |  | EA | 4 | KITM
| ..3 | 0010 | 59385601 | TOP ALT, EXIT COOL, L/R, MK5 | D 59385601 R A | 1 |  | RF | 9 | SDRWM
| ...4 | 0010 | 59386601 | OUTER BOX, AIR COOL MOD,SD 30" | C 593866XX R D | 1 |  | EA | 4 | KITM
| ..3 | 0040 | 585668 | METRIC AXLE, 10MM DIA | A 585668 R | 2 |  | EA | 4 | KITMS
| ..3 | 0050 | 597550 | TOP AXLE,LINAK POWER LIFT,1PCS | A 597550 R | 2 |  | EA | 4 | KITMS
| ..3 | 0060 | 597549 | SPACER,16OD X 12ID X 17LG,1PCS | A 597549 R | 4 |  | EA | 4 | KITMS
| ..3 | 0070 | 3016K | COTTER PIN,3.2MM DIA X 20MM LG | CP3016M R A | 4 |  | EA | 4 | PBINM
| ..3 | 0080 | 10079K | LINAK ACTUATOR,PUL,450MM,3000N | CP10079 R A | 2 |  | EA | 4 | KITMS
| ..3 | 0090 | 10102K | CONTROL BOX,ACTUATOR,LINAK | CP10102 R B | 1 |  | EA | 4 | KITMS
| ..3 | 0095 | 10103K | CONTROL BOX TRANSLATOR,ACTUATO | CP10103 R | 1 |  | EA | 4 | KITMS
| ..3 | 0100 | 10104K | 7 WIRE STRAIGHT CABLE, LINAK | CP10104 R A | 1 |  | EA | 4 | KITMS
| ..3 | 0110 | 580685 | C.E. HOOD PLATE | A 580685 R A | 1 |  | EA | 4 | KITL
| ..3 | 0120 | 4167K | KEY SWITCH | CP4167 R D | 1 |  | EA | 4 | KITEL
| ..3 | 0130 | 95415M | 10 32 X 3/8 BHCS N | .95415 R | 4 |  | EA | 4 | HW
| ..3 | 0140 | 95391M | M5 FLAT WASHER | 9 5391 ** | 4 |  | EA | 4 | HW
| ..3 | 0150 | 96641M | M12 X 40 SHCS | 96641M R A | 8 |  | EA | 4 | HW
| ..3 | 0160 | 96164M | M12 FLAT WASHER | 96164M R | 8 |  | EA | 4 | HW
| ..3 | 0170 | 96068M | M12 LOCK WASHER | 96068M R | 8 |  | EA | 4 | HW
| ...4 | 0020 | 593867 | INNER BOX, AIR COOL MOD,SD,30" | C 593867 R | 1 |  | EA | 4 | KITM
| ...4 | 0030 | 593869 | BAFFLE, AIR COOL BOX, SD, 30" | A 593869 R | 2 |  | EA | 4 | KITM
| .2 | 0050 | 95518M | M6 X 15 SHCS | 95518M R A | 4 |  | EA | 4 | HW
| .2 | 0060 | 95591M | M6 FLAT WASHER | 95591K **00 | 8 |  | EA | 4 | HW
| .2 | 0070 | 95514M | M6-1.0 X 13 BHCS SS | 95514K **00 | 4 |  | EA | 4 | HW
| 1 | 0040 | 582211 | EXIT CONVEYOR MOTOR COMPONENTS | BM582211 ** E | 1 |  | EA | 0 |  | NA TO BLANK
| .2 | 0110 | 5906291 | CONVEYOR MTR ASSY,15MM 36T | A 5906291 R | 1 |  | EA | 9 | KITHR | 0,9DRWM TO 9,KITHR
| ..3 | 0001 | SOP265 | ALS CTR SET UP FOR BELT SPEED | A SOP265 R | 0 |  | RF | 9 | 9DRWM
| ..3 | 0002 | SOP266 | TROUBLE SHOOTING GUIDE | A SOP266 R B | 0 |  | RF | 9 | 9DRWM
| ..3 | 0003 | SOP267 | SET UP PROCEDURE FOR CONVEYOR | A SOP267 R B | 0 |  | RF | 9 | 9DRWM
| ..3 | 0010 | 583077 | CONVEYOR MOTOR MTG PLATE | B 583077 R F | 1 |  | EA | 4 | KITMP
| ..3 | 0030 | 1647K | MALE CONN DNF14-250FIM-M | CP 1647 R C | 2 |  | EA | 4 | PBINM
| ..3 | 0040 | 3586K | LOOM TUBING, 1/4", PANDUIT | CP 3586M R A | 0.305 |  | MT | 4 | PBINM
| ..3 | 0050 | 1660K | CABLE TIE | A 1660 R B | 2 |  | EA | 4 | PBINM
| ..3 | 0070 | 8158K | MOTOR,200:1,955RPM,S9D80-90CH | CP8158M R B | 1 |  | EA | 4 | KITHR
| ..3 | 0080 | 95592M | M6 LOCK WASHER | 95592M R A | 5 |  | EA | 4 | HW
| ..3 | 0090 | 95512M | M6-1.0 X 12 SHCS | 9 5512 ** A | 2 |  | EA | 4 | HW
| ..3 | 0110 | 5905979 | SPROCKET 35B36T 3/8P 15MM BORE | A 5905979 R | 1 |  | EA | 4 | KITMP
| ..3 | 0130 | 95537M | M6-1.0 X 25MM SHCS | 95537M R A | 3 |  | EA | 4 | HW
| ..3 | 0140 | 95591M | M6 FLAT WASHER | 95591K **00 | 3 |  | EA | 4 | HW
| .2 | 0120 | 95528M | M6 X 20 LG SHCS | 95528M R 00 | 2 |  | EA | 4 | HW
| .2 | 0130 | 95591M | M6 FLAT WASHER | 95591K **00 | 2 |  | EA | 4 | HW
| .2 | 0140 | 96527M | M6 LOCK WASHER SS | 96527M R | 2 |  | EA | 4 | HW
| .2 | 0150 | 95521M | M6-1.0 X 15MM HHCS | 95521M R | 1 |  | EA | 4 | HW
| .2 | 0220 | 3397K | #35 3/8"P ROLLER CHAIN, SUS304 | CP 3397 R D | 1.079 |  | MT | 4 | BNRML
| .2 | 0230 | 1314K | MASTER LINK FOR 3397,#35 CHAIN | CP 1314M R C | 1 |  | EA | 4 | PBINM
| .2 | 0250 | 5903749 | ALSTRON CTRL KIT, CONVEYOR | BM5903749 R | 1 |  | EA | 0
| ..3 | 0010 | 11949K | ARCS MOTOR CONTROL BOARD | B 11949 R B | 1 |  | EA | 4 | LTRNM
| ..3 | 0020 | 9527K | CHINT,1P,2A,TYPE-D BREAKER | CP9527 R | 1 |  | EA | 4 | KITCB
| ..3 | 0030 | 9528K | CHINT,1P,3A,TYPE-D BREAKER | CP9528 R | 1 |  | EA | 4 | KITCB
DEL | ..3 | 0040 | 4909K | CIRCUIT BREAKER 2 POLE 10A | A4909 A R | 1 |  | EA | 4 | KITCB |  | R1 | VENKATESH
| 1 | 0050 | 596925 | FINAL PREP/SHIP ASSY,1809MK5 | BM596925 R G | 1 |  | EA | 0
| .2 | 0001 | SOP043 | COMPUTER WIRE ROUTING PROCEDUR | A SOP043 R C | 0 |  | EA | 9 | 9DRWM
| .2 | 0002 | SOP048 | SERIAL TAG PROCEDURE | SOP048 R E | 0 |  | RF | 9 | 9DRWM
| ...4 | 0040 | 593870 | GRILL, AIR COOL MOD, SD, 30" | C 593870 R A | 1 |  | EA | 4 | KITM
| .2 | 0010 | 58111402 | VINYL APLIQUE (1800W) 146.62 | A 581114XX R D | 1 |  | EA | 4 | KITL
| .2 | 0020 | 589680 | HELLER LOGO DECAL, MK3 | B 589680 R B | 1 |  | EA | 4 | KITL
| .2 | 0030 | 4112172 | DECAL 1810MK5 | B 4112172 R 01 | 1 |  | EA | 4 | KITL
| ..3 | 0020 | 593872 | SHELL, EXTERNAL COOL AIR, MK5 | D 593872 R C | 1 |  | EA | 4 | KITM
| .2 | 0050 | 580232 | PROFILE LABEL (5 POS.) | A 580232 R C | 1 |  | EA | 4 | KITL
| .2 | 0060 | 584477 | VAPOR WARNING LABEL | A 584477 R E | 1 |  | EA | 4 | KITL
| .2 | 0065 | 5903959 | WARNING PLACARD,FORKLIFT | A 5903959 R | 4 |  | EA | 4 | KITL
| .2 | 0070 | 572979 | RESET SWITCH PLATE | A 672979 R B | 1 |  | EA | 4 | KITL
| .2 | 0080 | 572543 | SERIAL TAG | A 672543 R | 1 |  | EA | 4 | KITL
| .2 | 0085 | 4968K | BLIND RIVET, 3.2MM DIA, SUS | CP4968M R B | 8 |  | EA | 4 | PBINM
| ..3 | 0002 | 594343 | EATON BBU WIRING DIAGRAM | B 594343 R A | 1 |  | RF | 9 | 9DRWM |  |  |  |  | SDRWM
| .2 | 0095 | 594341 | LABEL,SERVICE INFO | B 594341 R D | 1 |  | EA | 4 | KITL
| .2 | 0100 | 572585 | ELECTRICAL WARNING LABEL | A672585 R A | 12 |  | EA | 4 | KITL
| .2 | 0110 | 587241 | LABEL, LEAD FREE APPROVED | B 587241 R A | 1 |  | EA | 4 | KITL
| .2 | 0120 | 3628K | LABEL, HOT SURFACE REV.A | CP3628 R A | 5 |  | EA | 4 | KITL
| .2 | 0130 | 3627K | LABEL, PINCH POINT | CP3627 R B | 4 |  | EA | 4 | KITL
| .2 | 0150 | 5608K | TRACKBALL MOUSE | A 5608 R B | 1 |  | EA | 4 | BNRML
| .2 | 0160 | 4101K | DESKTOP COMPUTER CBS M/C | A 4101 R F | 1 |  | EA | 4 | BNRML
| .2 | 0165 | 9317K | 22" LED MONITOR, 1920 X 1080 | CP 9317 R | 1 |  | EA | 4 | BNRML
| .2 | 0170 | 57017605 | TYPE K T/C ASSY 1700D | A 670176XX ** F | 5 |  | EA | 9 | BNRML
| ..3 | 0010 | 2872K | WIRE,THERMOCOUPLE 30GA,TYPE K | CP2872 R A | 38.1 |  | MT | 4 | BNRML
| ..3 | 0020 | 2869K | T/C MALE CONNECTOR | A2869 R B | 5 |  | EA | 4 | KITHR
| ..3 | 0040 | 594344 | STRAP, 233MM BBU MOUNTING | B 594344 R A | 1 |  | EA | 4 | KITM
| ..3 | 0080 | 594433 | EH/CBS MTR ASY IN/OUT,15MM BOR | A 594433 ** A | 1 |  | EA | 9 | 9DRWM |  |  |  |  | SDRWM
| .2 | 0190 | 5344K | VIDEO MONITOR EXTENSION CABLE | A5344 R A | 1 |  | EA | 4 | PBINM
| .2 | 0200 | 5424K | POWER CORD AC 12' LONG | CP5424M R | 1 |  | EA | 4 | PBINM
| .2 | 0210 | 2545K | DANGER HIGH VOLTAGE PSSB-13 | A2545 ** | 1 |  | EA | 4 | KITL
| .2 | 0230 | 7261K | PLASTIC PLUG, X-MAS TREE CLIP | CP7261M R A | 12 |  | EA | 4 | PBINM
| .2 | 0235 | 107083 | TILT WATCH LABEL,KEEP UPRIGHT | A 107083 R | 2 |  | EA | 4 | KITHR
| .2 | 0240 | 8254K | SHOCKWATCH2 10G LABEL | A 8254 R A | 2 |  | EA | 4 | KITEL
| .2 | 0260 | 7723K | PACKING FILM | CP 7723 R A | 6.096 |  | MT | 4 | PBINM
| .2 | 0270 | 5901150 | HC6-AIO/HDIO POWER FUSE, 2A | CP5901150 R | 2 |  | EA | 4 | BNRML
| 1 | 0060 | V1809MK5 | VOLTAGE 1809MK5 | BMV1809MK5 -SPL | 1 |  | EA | F
| .2 | 0060 | 590619306 | 1809 VOLTAGE HC6 480V 90"EP LR | BM590619306-SPL | 1 |  | EA | 0
| ...4 | 0130 | 594441 | PLUG, HOLLOW RAIL | B 594441 R A | 4 |  | EA | 4 | KITM
| ...4 | 0010 | 594454 | SENSOR BRKT, SICK, ECM | A 594454 R | 1 |  | EA | 4 | KITM
| ....5 | 0080 | 59448002 | FINGER GUARD-NON REFLECT TYPE | A 59448002 R C | 1 |  | EA | 4 | KITM
| ....5 | 0060 | 59448001 | FINGER GUARD-NON REFLECT TYPE | A 59448001 R C | 1 |  | EA | 4 | KITM
| ...4 | 0010 | SOP008 | DC HARNESS ROUTING | A SOP008 R A | 0 |  | RF | 9 | 9DRWM
| ...4 | 0020 | SOP009 | TC HARNESS ROUTING | A SOP009 R B | 0 |  | EA | 9 | 9DRWM
| ...4 | 0030 | SOP010 | HEATER ELEMENT HARNESS ROUTING | A SOP010 R B | 0 |  | EA | 9 | 9DRWM
| ...4 | 0040 | SOP011 | GROUND HARNESS ROUTING | A SOP011 R C | 0 |  | EA | 9 | 9DRWM
| ...4 | 0050 | SOP012 | AC AND BLOWER MOTOR HARNESS | A SOP012 R C | 0 |  | EA | 9 | 9DRWM
| ...4 | 0060 | SOP013 | MAIN POWER & X-FORMER HARNESS | A SOP013 R C | 0 |  | EA | 9 | 9DRWM
| ...4 | 0070 | SOP022 | COMMUNICATION CABLE ROUT. PROC | A SOP022 R F | 0 |  | EA | 9 | 9DRWM
| ...4 | 0080 | SOP034 | DANSENSOR WIRE ROUTING PROCED | A SOP034 R A | 0 |  | EA | 9 | 9DRWM
| ...4 | 0090 | SOP035 | BBU WIRE ROUTING PROCEDURE | A SOP035 R C | 0 |  | EA | 9 | 9DRWM
| ...4 | 0100 | SOP043 | COMPUTER WIRE ROUTING PROCEDUR | A SOP043 R C | 0 |  | EA | 9 | 9DRWM
| ...4 | 0110 | SOP298 | PC-BBU-O2 ANALYZR PWR TB GUIDE | A SOP298 R | 0 |  | RF | 9 | 9DRWM | BLANK TO 9DRWM
| ....5 | 0060 | 59448002 | FINGER GUARD-NON REFLECT TYPE | A 59448002 R C | 1 |  | EA | 4 | KITM
| ..3 | 0030 | 5906256 | ELECT PNL ASSY HC6 1809 HV | BM5906256 R | 1 |  | EA | 0
| ....5 | 0050 | 59448001 | FINGER GUARD-NON REFLECT TYPE | A 59448001 R C | 1 |  | EA | 4 | KITM
| ....5 | 0010 | 59451201 | PSEUDOWALL,MID-REAR COVER | C 594512XX R C | 1 |  | EA | 4 | KITM
| ....5 | 0010 | 59451201 | PSEUDOWALL,MID-REAR COVER | C 594512XX R C | 1 |  | EA | 4 | KITM
| ...4 | 0010 | 5905977 | MAIN E-PANEL, HC6 | D 5905977 R | 1 |  | EA | 4 | LTRNM
| ...4 | 0020 | 5258K | CIRCUIT BREAKER 2 POLE 3A | A5258 R | 1 |  | EA | 4 | KITCB | Q29
| ...4 | 0030 | 4908K | CIRCUIT BREAKER 2 POLE 6A | A4908 A R | 1 |  | EA | 4 | KITCB | Q31
CHG | ...4 | 0040 | 4909K | CIRCUIT BREAKER 2 POLE 10A | A4909 A R | 3 | 1 | EA | 4 | KITCB | Q28,Q30,Q30A | R1 | VENKATESH
| ...4 | 0050 | 4910K | CIRCUIT BREAKER 2 POLE 20A | A4910 A R | 2 |  | EA | 4 | KITCB | Q26,Q27
CHG | ...4 | 0070 | 4911K | CIRCUIT BREAKER 2 POLE 16A | A4911 A R | 21 | 19 | EA | 4 | KITCB |  | R1 | VENKATESH
CHG | ...4 | 0080 | 8865K | DUAL POWER SSR | CP8865 R | 11 | 10 | EA | 4 | LTRNM |  | R1 | VENKATESH
CHG | ...4 | 0082 | 8866K | DUAL POWER SSR 4P SPR. CONNECT | CP8866 R C | 11 | 10 | EA | 4 | LTRNM |  | R1 | VENKATESH
CHG | ...4 | 0084 | 8867K | DUAL POWER SSR THERMAL PAD | CP8867 R | 11 | 10 | EA | 4 | LTRNM |  | R1 | VENKATESH
CHG | ...4 | 0086 | 8968K | FERRULE INSU. DUAL 22AWG,12MM | CP8968 R | 22 | 18 | EA | 4 | PBINM |  | R1 | VENKATESH
| ...4 | 0110 | 7705K | BUSBAR ,16MM2 FORK STYLE | CP 7705 R A | 2 |  | EA | 4 | KITCB
| ...4 | 0120 | 7706K | END CAP 16MM2 BUS BAR FORK STY | A 7706 R A | 4 |  | EA | 4 | KITCB
| ...4 | 0130 | 5613K | CONTACTOR 3 POLE 90A | CP 5613 R A | 1 |  | EA | 4 | KITEP
| ...4 | 0135 | 10796K | EATON CONTACTOR, 3 POLE 80A | CP10796 R | 0 |  | EA | 4 | BNRML
| ...4 | 0140 | 4871K | CONTACTOR,24VDC,18A,3NO+AUX. | CP4871 R C | 2 |  | EA | 4 | KITEP
| ...4 | 0150 | 8188K | CONTACTOR AUX. MODULE, 4 POLE | CP8188 R A | 1 |  | EA | 4 | KITEP
| ...4 | 0160 | 4881K | CONTACTOR,24VDC,10A,3NO+2NC | A 4881 R C | 1 |  | EA | 4 | KITEP
| ...4 | 0170 | 4883K | RELAY HOLD DOWN CLIP | A4883 R | 4 |  | EA | 4 | KITEP
| ...4 | 0180 | 4884K | RELAY SOCKET TRACK MOUNT | A 4884 R C | 2 |  | EA | 4 | KITEP
| ...4 | 0190 | 4885K | RELAY 2PDT 5A 240 VAC | A 4885 R D | 2 |  | EA | 4 | KITEP | K1,K25
| ...4 | 0200 | 5612K | POWER SUPPLY 24VDC, 6A | A 5612 R E | 1 |  | EA | 4 | KITEP
| ...4 | 0200 | 5901151 | HC6 CONTROLL SET | BM5901151 ** | 1 |  | EA | 0 |  | KITEP TO BLANK
| ....5 | 0010 | 590113801 | HC6-AIO BOARD | B 590113801R A | 1 |  | EA | 4 | BNRML
| ....5 | 0020 | 590113802 | HC6-AIO FLASH MEMORY | CP590113802R | 1 |  | EA | 4 | BNRML
| ....5 | 0080 | 59451202 | PSEUDOWALL,MID-REAR COVER | C 594512XX R B | 1 |  | EA | 4 | KITM
| ....5 | 0020 | 59451301 | PSEUDOWALL,MID-FRONT COVER | C 594513XX R A | 1 |  | EA | 4 | KITM
| ....5 | 0060 | 59507801 | PSEUDOWALL, ENT/EXIT,1809MK3 | D 595078XX R A | 1 |  | EA | 4 | KITM
| ....5 | 0070 | 59507802 | PSEUDOWALL, ENT/EXIT,1809MK3 | D 595078XX R A | 1 |  | EA | 4 | KITM
| ....5 | 0070 | 590113901 | HC6-CONTROLLER BOARD | B 590113901R A | 1 |  | EA | 4 | BNRML
| ....5 | 0080 | 590113902 | HC6-CONTROLLER SOM | CP590113902R | 1 |  | EA | 4 | BNRML
| ....5 | 0060 | 59507801 | PSEUDOWALL, ENT/EXIT,1809MK3 | D 595078XX R A | 1 |  | EA | 4 | KITM
| ....5 | 0070 | 59507802 | PSEUDOWALL, ENT/EXIT,1809MK3 | D 595078XX R A | 1 |  | EA | 4 | KITM
| ...4 | 0020 | 59511002 | MOUNTING SMEMA SENSOR BRK | B 595110XX R | -1 |  | EA | 4 | KITM
| ...4 | 0080 | 595500 | ANTI-ROTATION BRK FOR ENCODER | A 595500 R A | 1 |  | EA | 4 | KITM
| ...4 | 0210 | 590114001 | HC6-HDIO-16 BOARD | B 590114001R A | 1 |  | EA | 4 | BNRML
DEL | ...4 | 0211 | 5901150 | HC6-AIO/HDIO POWER FUSE, 2A | CP5901150 R | 4 |  | EA | 4 | BNRML |  | R1 | VENKATESH
| ...4 | 0212 | 5901141 | HC6-AIO-HDIO POWER CABLE | A 5901141 R C | 1 |  | EA | 0 |  | 9DRWM TO BLANK
| ....5 | 0010 | 4900K | CABLE 2 COND 18 AWG UNSHIELDED | A 4900 R A | 0.305 |  | MT | 4 | PBINM
| ....5 | 0020 | 4898K | FERRULE INS18 AWG YELLOW | A 4898 R C | 4 |  | EA | 4 | PBINM
| ....5 | 0030 | 10880K | 2POLE, 90DEG TENSION CLAMP | CP10880 R | 2 |  | EA | 4 | KITEP
| ...4 | 0213 | 5901142 | HC6-AIO-HDIO DATA CABLE | CP5901142 R A | 1 |  | EA | 4 | KITHR
| ...4 | 0214 | 5901143 | HC6-AIO-CONTROLLER POWER CABLE | CP5901143 -SPL | 1 |  | EA | 0
| ....5 |  | 4900K | CABLE 2 COND 18 AWG UNSHIELDED | A 4900 R A | 0.152 |  | MT | 4 | PBINM
| ....5 | 0010 | 4900K | CABLE 2 COND 18 AWG UNSHIELDED | A 4900 R A | 0.152 |  | MT | 4 | PBINM
| ....5 | 0020 | 4898K | FERRULE INS18 AWG YELLOW | A 4898 R C | 4 |  | EA | 4 | PBINM
| ....5 | 0030 | 5038K | 3 POLE TENSION CLAMP PLUG | A5038 R A | 2 |  | EA | 4 | KITEP
DEL | ...4 | 0220 | 7871K | CAT6 SHLD NETWORK CABLE 1M | CP7871 R A | 1 |  | EA | 4 | BNRML |  | R1 | VENKATESH
ADD | ...4 | 0220 | 5901144 | HC6-AIO-CONTROLLER ETH CABLE | CP5901144 R | 1 |  | EA | 4 | BNRML |  | R1 | VENKATESH
CHG | ...4 | 0230 | 10881K | 8P, TERM BLOCK, HC6, FOR T/C | CP10881 R | 7 | 8 | EA | 4 | KITEL |  | R1 | VENKATESH
CHG | ...4 | 0231 | 5040K | 8POLE TENSION CLAMP PLUG | A 5040 R B | 5 | 7 | EA | 4 | KITEP |  | R1 | VENKATESH
DEL | ...4 | 0232 | 10880K | 2POLE, 90DEG TENSION CLAMP | CP10880 R | 3 |  | EA | 4 | KITEP |  | R1 | VENKATESH
DEL | ...4 | 0233 | 5038K | 3 POLE TENSION CLAMP PLUG | A5038 R A | 1 |  | EA | 4 | KITEP |  | R1 | VENKATESH
| ...4 | 0234 | 8866K | DUAL POWER SSR 4P SPR. CONNECT | CP8866 R C | 1 |  | EA | 4 | LTRNM
| ...4 | 0235 | 10882K | 10 POLE TENSION CLAMP PLUG | CP10882 R | 4 |  | EA | 4 | KITEP
CHG | ...4 | 0236 | 10879K | 8POLE, 90DEG TENSION CLAMP | CP10879 R | 5 | 6 | EA | 4 | KITEP |  | R1 | VENKATESH
| ...4 | 0260 | 7873K | CAT6 SHLD NETWORK CABLE 5M | CP7873 R A | 1 |  | EA | 4 | BNRML
| ..3 | 0030 | 595500 | ANTI-ROTATION BRK FOR ENCODER | A 595500 R A | 1 |  | EA | 4 | KITM
| ..3 | 0080 | 595805 | CROSS BRACE ,BASE,MK5 | B 595805 R B | 1 |  | EA | 4 | KITM
| ....5 | 0200 | 595812 | MINI COMPUTER SUPPORT BRACKET | A 595812 R B | 1 |  | EA | 4 | KITM
| .2 | 0030 | 595839 | CAP HINGE PIN | A 595839 R | 2 |  | EA | 4 | KITM
| ...4 | 0320 | 590633301 | WIREWAY DUCT,E-PANEL,1000MM LG | B 5906333XXR | 1 |  | EA | 4 | PBINM
| ...4 | 0325 | 590633302 | WIREWAY DUCT,E-PANEL,454MM LG | B 5906333XXR | 2 |  | EA | 4 | PBINM
| ...4 | 0330 | 590633303 | WIREWAY DUCT,E-PANEL,2066MM LG | B 5906333XXR | 1 |  | EA | 4 | PBINM
| ...4 | 0335 | 590633304 | WIREWAY DUCT,E-PANEL,374MM LG | B 5906333XXR | 2 |  | EA | 4 | PBINM
| ...4 | 0340 | 590633308 | WIREWAY DUCT,E-PANEL,2170MM LG | B 5906333XXR | 1 |  | EA | 4 | PBINM
| ...4 | 0342 | 590633311 | WIREWAY DUCT,E-PANEL,440MM LG | B 5906333XXR | 1 |  | EA | 4 | PBINM
| ...4 | 0344 | 590633312 | WIREWAY DUCT,E-PANEL,210MM LG | B 5906333XXR | 1 |  | EA | 4 | PBINM
| ...4 | 0345 | 590633305 | WIREWAY DUCT,E-PANEL,2100MM LG | B 5906333XXR | 0 |  | EA | 4 | PBINM
| ...4 | 0350 | 590633306 | WIREWAY DUCT,E-PANEL,265MM LG | B 5906333XXR | 0 |  | EA | 4 | PBINM
| ...4 | 0355 | 590633307 | WIREWAY DUCT,E-PANEL,395MM LG | B 5906333XXR | 0 |  | EA | 4 | PBINM
| ...4 | 0360 | 590633401 | STEEL DIN RAIL,E-PANEL,100MM | B 5906334XXR | 1 |  | EA | 4 | PBINM
| ...4 | 0365 | 590633404 | STEEL DIN RAIL,E-PANEL,270MM | B 5906334XXR | 1 |  | EA | 4 | PBINM
| ...4 | 0370 | 590633407 | STEEL DIN RAIL,E-PANEL,650MM | B 5906334XXR | 1 |  | EA | 4 | PBINM
| ...4 | 0375 | 590633408 | STEEL DIN RAIL,E-PANEL,1100MM | B 5906334XXR | 1 |  | EA | 4 | PBINM
| ...4 | 0380 | 590633403 | STEEL DIN RAIL,E-PANEL,245MM | B 5906334XXR | 0 |  | EA | 4 | PBINM
| ...4 | 0385 | 590633405 | STEEL DIN RAIL,E-PANEL,370MM | B 5906334XXR | 0 |  | EA | 4 | PBINM
| ...4 | 0440 | 4997K | HEX STANDOFF,M4-0.7X 10 LG,MXF | CP4997M R A | 16 |  | EA | 4 | PBINM
| ...4 | 0450 | 4996K | HEX STANDOFF,M4-0.7X 25 LG,MXF | CP4996M R A | 8 |  | EA | 4 | PBINM
| ...4 | 0455 | 8789K | HEX STANDOFF,M4-0.7X 50 LG,MXF | CP8789M R A | 8 |  | EA | 4 | HW
| ...4 | 0456 | 12153K | HEX STANDOFF,M4-0.7 X 70 LG, M | A 12153 R | 0 |  | EA | 4 | KITHR
| ...4 | 0460 | 95206M | M4-0.7 X 6LG BHCS | 9 5206 R | 70 |  | EA | 4 | HW
| ...4 | 0470 | 95213M | M4 X 0.7 X 10LG BHCS | 95213M R R | 70 |  | EA | 4 | HW
| ...4 | 0480 | 95293M | M4 FLAT NLY WASHER | 9 5293 R | 70 |  | EA | 4 | HW
| ...4 | 0490 | 582866 | ELECTRICAL PANEL LABEL KIT | B 582866 R D | 1 |  | EA | 4 | HW
| ...4 | 0500 | 4866K | TERMINAL BLOCK ZDU 4 (BEIGE) | CP4866 R A | 40 |  | EA | 4 | KITEL
| ...4 | 0510 | 4868K | END PLATE WM#163209 BIEGE | CP4868 R C | 1 |  | EA | 4 | KITEL
| ...4 | 0540 | 4926K | SCR.CLAMP TERM. 22-12 #170606 | A 4926 R A | 8 |  | EA | 4 | KITEL
| ...4 | 0550 | 4925K | END PLATE #170611 | A 4925 R A | 2 |  | EA | 4 | KITEL
| ...4 | 0560 | 4864K | TERMINAL BLOCK, GROUND#163208 | CP4864 R D | 1 |  | EA | 4 | KITEL
| ...4 | 0570 | 4508K | DIN RAIL END STOP #954000 | A 4508 R C | 10 |  | EA | 4 | KITEL
| ...4 | 0580 | 4916K | BLANK MARKER SMALL | CP4916 R B | 12 |  | EA | 4 | KITEP
| ....5 | 0075 | 59586001 | KEYBOARD SUPPORT BRACKET,LR | D 595860XX ** A | 1 |  | EA | 4 | KITM
| .....6 | 0010 | 59586301 | KEYBOARD CPU PANEL,LR,2043MK5 | D 595863XXR B | 1 |  | EA | 4 | KITM
| ..3 | 0020 | 595865 | POWER SWITCH MTG BRKT | B 595865 R D | 1 |  | EA | 4 | KITM
| ...4 | 0660 | 58722201 | HARNESS 1809 HEATER HV NO TS3 | A 58722201 R A | 1 |  | EA | 4 | PBINM
| ...4 | 0670 | 4905K | CORD CONNECTOR PG-36 | CP 4905 R C | 3 |  | EA | 4 | KITHR
| ...4 | 0680 | 5290K | STRAIN RELIEF CONNECTOR PG-48 | A5290 R A | 2 |  | EA | 4 | KITHR
| ...4 | 9999 | LABOR-18EPANEL | LABOR AND BIN COST 18E-PANEL | LABOR R | 1 |  | EA | 4 | KITEP
| ..3 | 0040 | 5900888 | ELECT COMP KIT 1809 HV, MK7 | BM5900888 -SPL | 1 |  | EA | 0
| ...4 | 0010 | 4490K | HOURMETER 230V 50/60 CYCLE | CP4490 R B | 1 |  | EA | 4 | BNRML
| ...4 | 0020 | 3932K | HANDLE OPERATOR 9003KCG2YZ | A 3932 R F | 1 |  | EA | 4 | KITJJ
| ...4 | 0030 | 3933K | LINE SIDE SHROUD 9421VZ10 | A 3933 R E | 2 |  | EA | 4 | KITJJ
| ...4 | 0040 | 3931K | DISCONNECT SW 100 AMP 9421V5 | A-3931 R B | 1 |  | EA | 4 | KITJJ
| ...4 | 0050 | 4453K | ADD-ON CONTACT MODULE 9421VZ7 | A 4453 R D | 2 |  | EA | 4 | KITJJ
| ...4 | 0060 | 4532K | 5KVA TRANSFORMER | A 4532 R D | 1 |  | EA | 4 | BNRML
| ...4 | 0070 | 589682 | LIGHT TOWER ASY,24VDC LED, MK3 | BM589682 ** B | 1 |  | EA | 0
| ....5 | 0010 | 9769K | LIGHT TOWER, LED 3 STAGE,590MM | CP9769 R A | 1 |  | EA | 4 | KITHR
| .....6 | 0010 | 59586901 | PANEL,CORNER FLOWMT,2043MK5 LR | D 595869XX R C | 1 |  | EA | 4 | KITM
| ....5 | 0010 | 59586901 | PANEL,CORNER FLOWMT,2043MK5 LR | D 595869XX R C | -1 |  | EA | 4 | KITM
| ....5 | 0040 | 95414M | M5X0.8X10 BHCS | 95414 ** | 6 |  | EA | 4 | HW
| ....5 | 0050 | 95391M | M5 FLAT WASHER | 9 5391 ** | 6 |  | EA | 4 | HW
| ....5 | 0060 | 95393M | M5 LOCK WASHER | 9 5393 ** | 6 |  | EA | 4 | HW
| ....5 | 0070 | 1558K | BUSHING, SNAP HEYCO# SB-875-10 | CP 1558 R A | 1 |  | EA | 4 | PBINM
| ....5 | 0080 | 1420K | CONNECTOR PLUG, 6-POSITION | CP1420 R B | 1 |  | EA | 4 | PBINM
| ....5 | 0090 | 1422K | CRIMP PIN 20-14 AWG | A1422 | 6 |  | EA | 4 | PBINM
| ....5 | 0140 | 59587201 | PANEL,SKULK END,LEFT,2043MK5 | C 595872XX R B | 2 |  | EA | 4 | KITM
| ...4 | 0080 | 586456 | ZONE TERMINAL BLOCK ASSEMBLY | A 586456 ** A | 21 |  | EA | 9 | KITEL
| ....5 | 0010 | 4508K | DIN RAIL END STOP #954000 | A 4508 R C | 42 |  | EA | 4 | KITEL
| ....5 | 0020 | 5409K | CLAMP TERMINAL 22-8 AWG | CP5409 R B | 42 |  | EA | 4 | KITEL
| ....5 | 0030 | 5805K | TERMINAL BLOCK WEID#170610 | CP 5805 R B | 21 |  | EA | 4 | KITEL
| ....5 | 0040 | 4926K | SCR.CLAMP TERM. 22-12 #170606 | A 4926 R A | 42 |  | EA | 4 | KITEL
| ....5 | 0060 | 4640K | THERMOCOUPLE BLOCK DIN MOUNT | CP4640 R B | 21 |  | EA | 4 | KITEL
| ....5 | 0070 | 4916K | BLANK MARKER SMALL | CP4916 R B | 21 |  | EA | 4 | KITEP
| ....5 | 0080 | 4925K | END PLATE #170611 | A 4925 R A | 21 |  | EA | 4 | KITEL
| ....5 | 0090 | 5410K | END PLATE FOR 5409 | CP5410 R B | 21 |  | EA | 4 | KITEL
| ...4 | 0100 | 4569K | WIRE DUCT 40X60 | A4569 R | 14.63 |  | MT | 4 | PBINM
| ...4 | 0110 | 5037K | WIRE DUCT 30X40 | A5037 R A | 182.88 |  | MT | 4 | PBINM
| ...4 | 0120 | 5427K | WIRE DUCT 60X80 | CP-5427 R A | 2.438 |  | MT | 4 | PBINM
| ...4 | 0130 | 4866K | TERMINAL BLOCK ZDU 4 (BEIGE) | CP4866 R A | 6 |  | EA | 4 | KITEL
| ...4 | 0140 | 4868K | END PLATE WM#163209 BIEGE | CP4868 R C | 2 |  | EA | 4 | KITEL
| ...4 | 0150 | 4864K | TERMINAL BLOCK, GROUND#163208 | CP4864 R D | 2 |  | EA | 4 | KITEL
| ...4 | 0160 | 4508K | DIN RAIL END STOP #954000 | A 4508 R C | 18 |  | EA | 4 | KITEL
| ...4 | 0170 | 4926K | SCR.CLAMP TERM. 22-12 #170606 | A 4926 R A | 16 |  | EA | 4 | KITEL
| ...4 | 0180 | 4925K | END PLATE #170611 | A 4925 R A | 7 |  | EA | 4 | KITEL
| ...4 | 0190 | 5628K | JUMPER 2POLE # 162785 | CP5628 R A | 2 |  | EA | 4 | BNRML
| ...4 | 0200 | 5903885 | POWER OUTLET TERMINAL ASSY | BM5903885 ** | 2 |  | EA | 0
| ....5 | 0010 | 4926K | SCR.CLAMP TERM. 22-12 #170606 | A 4926 R A | 6 |  | EA | 4 | KITEL
| ....5 | 0020 | 4925K | END PLATE #170611 | A 4925 R A | 2 |  | EA | 4 | KITEL
| ....5 | 0030 | 4508K | DIN RAIL END STOP #954000 | A 4508 R C | 4 |  | EA | 4 | KITEL
| ....5 | 0040 | 59950902 | STEEL DIN RAIL 75MM | A 599509XX R | 2 |  | EA | 4 | PBINM
| ....5 | 0050 | 95773M | M4-.07 X 10 PHPH | R | 4 |  | EA | 4 | HW
| ....5 | 0060 | 1660K | CABLE TIE | A 1660 R B | 8 |  | EA | 4 | PBINM
| ....5 | 0070 | 9937K | CABLE TIE MOUNT | CP9937 R A | 4 |  | EA | 4 | PBINM
| ....5 | 0080 | 96169M | M5 X 10LG BHCS | 96169 R | 4 |  | EA | 4 | HW
| ...4 | 0240 | 4905K | CORD CONNECTOR PG-36 | CP 4905 R C | 1 |  | EA | 4 | KITHR
| ...4 | 0251 | 11989K | ESTOP RESET SW/KH-2204LP-TL10B | A 11989 R | 1 |  | EA | 4 | KITHR
| ...4 | 0255 | 12033K | E-STOP RESET BUTTON | A 12033 R | 0 |  | EA | 4 | BNRML
| ...4 | 0260 | 2425K | EMERGENCY PUSH BUTTON | CP2425 R C | 2 |  | EA | 4 | KITEL
| ...4 | 0265 | 11955K | EMERGENCY PUSH BUTTON | A 11955 R A | 0 |  | EA | 4 | BNRML
| ...4 | 0270 | 5081K | ESTOP LEGEND PLATE YELLOW_STOC | CP5081 R A | 2 |  | EA | 4 | KITEL
| ...4 | 0310 | 2870K | THERMOCOUPLE, FEMALE CONN K | 2870 R A | 5 |  | EA | 4 | KITHR
| ...4 | 0320 | 4166K | BEZEL STRIP MTG. 5 POS. | A4166 R A | 1 |  | EA | 4 | BNRML
| ...4 | 0330 | 4916K | BLANK MARKER SMALL | CP4916 R B | 3 |  | EA | 4 | KITEP
| ....5 | 0150 | 59587202 | PANEL,SKULK END,RIGHT,2043MK5 | C 595872XX R B | 2 |  | EA | 4 | KITM
| ...4 | 0430 | 587155 | GROUND CABLE ASS'Y | A587155 ** | 1 |  | EA | 9 | PBINM
| ....5 | 0010 | 5334K | WIRE,HOOKUP-GREEN 6AWG-600V | A5334 R | 18 |  | MT | 4 | PBINM
| ....5 | 0020 | 5961K | RING TERMINAL 6AWG, 1/4" STUD | CP 5961 ** | 2 |  | EA | 4 | PBINM
| ....5 | 0030 | 96399M | TOOTH LOCK WASHER MC#91114A029 |  | 2 |  | EA | 4 | HW
| ...4 | 0440 | 5409K | CLAMP TERMINAL 22-8 AWG | CP5409 R B | 22 |  | EA | 4 | KITEL
| ...4 | 0450 | 5410K | END PLATE FOR 5409 | CP5410 R B | 2 |  | EA | 4 | KITEL
| ...4 | 0460 | 4508K | DIN RAIL END STOP #954000 | A 4508 R C | 2 |  | EA | 4 | KITEL
| ...4 | 0470 | 5965K | GND LUG NWK ELCT #52F9784 | CP 5965 R A | 1 |  | EA | 4 | BNRML
| ...4 | 0475 | 96399M | TOOTH LOCK WASHER MC#91114A029 |  | 1 |  | EA | 4 | HW
| ...4 | 0480 | 5265K | RFI LINE FILTER 10 AMP 81F4558 | A 5265 R B | 1 |  | EA | 4 | KITHR
| ...4 | 0490 | 459K | FEM CONN DNF18-250FIB-M | A 0459 R 02 | 4 |  | EA | 4 | PBINM
| ...4 | 0500 | 1280K | FEM CONN DNF14-250FIB-M 16AWG | CP 1280 R B | 1 |  | EA | 4 | PBINM
| ...4 | 0510 | 596789 | HOOD INTERLOCK, 1PC FRAME | BM596789 R A | 1 |  | EA | 0
| ....5 | 0180 | 595874 | FLOWMTR PL, 2 METER, MK5 | B 595874 R A | 1 |  | EA | 4 | KITM
| ....5 | 0020 | 4153K | LIMIT SWITCH, PLUNGER TYPE | CP4153 R B | 1 |  | EA | 4 | BNRML
| ....5 | 0030 | 4483K | FEM CONN FOR .187" 16-14AWG | A4483 A | 3 |  | EA | 4 | PBINM
| ....5 | 0040 | 4886K | RELAY 2PDT 5A 24VDC MY2-DC24 | A 4886 R D | 1 |  | EA | 4 | KITEP | K102
| ....5 | 0041 | 4883K | RELAY HOLD DOWN CLIP | A4883 R | 2 |  | EA | 4 | KITEP
| ....5 | 0042 | 4884K | RELAY SOCKET TRACK MOUNT | A 4884 R C | 1 |  | EA | 4 | KITEP
| ....5 | 0050 | 642K | WIRE, 18 AWG BLUE * | CP 0642 R C | 4.572 |  | MT | 4 | PBINM
| ....5 | 0051 | 1157K | WIRE, WHITE W/BLUE STRIPE 18 | CP 1157 R B | 1.829 |  | MT | 4 | PBINM
| ....5 | 0052 | 638K | WIRE 18AWG BLACK | A 0638 R 00 | 4.572 |  | MT | 4 | PBINM
| ....5 | 0060 | 4898K | FERRULE INS18 AWG YELLOW | A 4898 R C | 8 |  | EA | 4 | PBINM
| ...4 | 0030 | 595874 | FLOWMTR PL, 2 METER, MK5 | B 595874 R A | -1 |  | EA | 4 | KITM
| ..3 | 0050 | 59560504 | 5.4KW C-HTR ASY,10"AIR BW M,HV | C 595605XX R B | 21 |  | EA | 0
| ...4 | 0010 | 595095 | 5.4KW HEATER ELEM,IN INNER BOX | C 595095 R B | 21 |  | EA | 4 | BNRML
| ...4 | 0020 | 3438K | WIRE, HEATER RED 12GA 600V | A 3438 R E | 22.47 |  | MT | 4 | LTRNM
| ...4 | 0030 | 3439K | WIRE, HEATER WHITE 12GA 600V | A 3439 R E | 5.67 |  | MT | 4 | LTRNM
| ...4 | 0040 | 3440K | WIRE, HEATER BLACK 12GA 600V | A 3440 R E | 28.35 |  | MT | 4 | LTRNM
| ...4 | 0050 | 2731K | RING TERMINALMOLEX#19203-0389 | CP 2731 R F | 84 |  | EA | 4 | PBINM
| ...4 | 0060 | 3582K | INSULATION SLEEVE, 32MM LG | CP3582 R C | 2.688 |  | MT | 4 | PBINM
| ....5 | 0170 | 595875 | FLOWMETER BOX,FRAME,2043MK5 | C 595875 R B | 1 |  | EA | 4 | KITM
| ...4 | 0010 | 58722202 | HARNESS 1809 HEATER HV TOP LR | A 58722202R | 1 |  | EA | 4 | PBINM
| ...4 | 0020 | 595875 | FLOWMETER BOX,FRAME,2043MK5 | C 595875 R B | -1 |  | EA | 4 | KITM
| ....5 | 0010 | 595878 | PANEL,CORNER FRONT,2043MK5 | D 595878 R B | 1 |  | EA | 4 | KITM
| ...4 | 0030 | 59595301 | ROLLER BRACKET, 1 PCS BASE | A 595953XX R A | 2 |  | EA | 4 | KITM
| ...4 | 0040 | 59595302 | ROLLER BRACKET, 1 PCS BASE | A 595953XX R A | 2 |  | EA | 4 | KITM
| ...4 | 0060 | 6759K | 3AWG WIRE LUG # LCAN2-10-Q | CP 6759 R A | 15 |  | EA | 4 | PBINM
| ...4 | 0070 | 6833K | 3AWG FERRULE, INSU. BRN,#31700 | CP 6833 R | 9 |  | EA | 4 | PBINM
| ...4 | 0080 | 6866K | SHRINK TUBING 1/2" ID,BLK | CP 6866 R | 0.762 |  | MT | 4 | PBINM
| ...4 | 9999 | LABOR-18HARNESS | LABOR AND BIN COST 18HARNESS | LABOR R | 1 |  | EA | 4 | PBINM
| ..3 | 0070 | 7705K | BUSBAR ,16MM2 FORK STYLE | CP 7705 R A | -2 |  | EA | 4 | KITCB
| ..3 | 0080 | 7706K | END CAP 16MM2 BUS BAR FORK STY | A 7706 R A | -4 |  | EA | 4 | KITCB
| ..3 | 0090 | 8952K | 3P BUS BAR, 480V, UL | CP8952 R | 1 |  | EA | 4 | LTRNM
| ..3 | 0100 | 8953K | LINE FEEDER BUSBAR | CP8953 R A | 6 |  | EA | 4 | LTRNM
| ..3 | 0110 | 8954K | 3P BUS BAR, END CAP | CP8954 R | 4 |  | EA | 4 | LTRNM
| 1 | 0070 | EHC18XXMK5 | EDGE HOLD CONVEYOR 18XXMK5 | BMEHC18XXMKR B | 1 |  | EA | F
| .2 | 0020 | 5906195 | SINGLE EHC LR FRF HC6,18XXMK5 | BM5906195 R | 1 |  | EA | 0
| ..3 | 0001 | SOP037 | LUBRICATION PROCEDURE | A SOP037 R B | 0 |  | EA | 9 | 9DRWM
| ...4 | 0050 | 595954 | ROLLER BRACKT,1 PCS BASE,LOWER | B 595954 R | 3 |  | EA | 4 | KITM
| ...4 | 0060 | 595955 | ROLLER BRACKET,1 PCS BASE,LONG | B 595955 R | 4 |  | EA | 4 | KITM
| ...4 | 0070 | 595956 | ROLLER BRACKET,END,UPPER,W/MB | B 595956 R | 4 |  | EA | 4 | KITM
| ..3 | 0010 | 590418101 | ENT EHC ASSY,LR FRF,MK7,30IN | D 5904181XXR | 1 |  | EA | 0 |  | 9DRWMEH TO BLANK
| ...4 | 0010 | 590419101 | END PLATE ASSY,EHC,SNG | B 5904191XXR | 2 |  | EA | 0 |  | 9DRWMEH TO BLANK
| ....5 | 0010 | 5904190 | EHC END PLATE DETAIL,MK7 | C 5904190 R A | 2 |  | EA | 4 | KITEH
| ....5 | 0020 | 12006K | OILITE FLANGE,16IDX12LG | CP12006 R | 2 |  | EA | 4 | LTRNM
| ...4 | 0020 | 59889001 | FIXED PLATE ASSY,ENTR,MK7 | C 598890XX R | 1 |  | EA | 0 |  | 9DRWMEH TO BLANK
| ....5 | 0010 | 59889102 | DUAL EHC PLATE DETAIL,FIX,MK7 | C 598891XX R D | 1 |  | EA | 4 | KITEH
| ....5 | 0020 | 594823 | IDLER ROLLER ASSY | A 594823 ** A | 1 |  | EA | 9 | KITEH | 9DRWMEH TO KITEH
| .....6 | 0010 | 595443 | IDLE ROLLER IGUS ASSY | A 595443 ** | 1 |  | EA | 9 | KITEH
| ......7 | 0010 | 595444 | IDLER ROLLER OD31.5 | B 595444 R A | 1 |  | EA | 4 | KITEH
| ......7 | 0020 | 5582K | IGUS FLANGE BEARINGXFM-1214-09 | CP 5582M R A | 2 |  | EA | 4 | KITEH
| .....6 | 0020 | 597865 | 12 DIA X 20 HEX HD SHLDR SCR | A 597865 R A | 1 |  | EA | 4 | KITEH
| ....5 | 0030 | 593448 | CLAMP COLLAR AS, 25MM ID | A 593448 ** | 1 |  | EA | 9 | KITEH | 9DRWMEH TO KITEH
| .....6 | 0010 | 593449 | CLAMP COLLAR, 25MM ID | A 593449 R 01 | 1 |  | EA | 4 | KITEH
| .....6 | 0020 | 95431M | M5-0.8 X 15MM SHCS | 95431 R | 1 |  | EA | 4 | HW
| ....5 | 0040 | 585476 | 12T SPROCKET ASSY | A 585476 ** A | 1 |  | EA | 9 | KITEH
| .....6 | 0010 | 585474 | SPROCKET 35B12 HARDEN | A 585474 R E | 1 |  | EA | 4 | KITEH
| .....6 | 0020 | 595104 | IGUS SLEEVE BRG, 12ID X 18 LG | A 595104 R | 1 |  | EA | 4 | KITEH
| ....5 | 0050 | 571640 | EXIT/ENTRANCE GUIDE | A 571640 R B | 1 |  | EA | 4 | KITEH
| ....5 | 0060 | 59891001 | SUPPORT PIN 24.8 | A 598910XX R | 1 |  | EA | 4 | KITEH
| ....5 | 0070 | 2976K | RETAINING RING,E-TYPE, 3MM ID | CP 2976M R A | 1 |  | EA | 4 | KITEH
| .....6 | 0010 | 595978 | PANEL, LARGE BLANK, 2043MK5 | D 595978 R | 2 |  | EA | 4 | KITM
| ....5 | 0090 | 96254M | DIA 12 X 20LG M10-1.5 SHLD SCR | A 96254 R 00 | 1 |  | EA | 4 | HW
| ....5 | 0100 | 95213M | M4 X 0.7 X 10LG BHCS | 95213M R R | 2 |  | EA | 4 | HW
| ....5 | 0110 | 95437M | M5-0.8 X 20MM SHCS | 95437 R | 1 |  | EA | 4 | HW
| ....5 | 0120 | 96544M | M10 X 1.5 STNLSS STL JAM NUT | 96544M R | 2 |  | EA | 4 | HW
| ....5 | 0130 | 95292M | M4 FLAT WASHER | 95292M ** | 2 |  | EA | 4 | HW
| ...4 | 0030 | 590418605 | ENTR MOVABLE EHC PLATE ASY,MK7 | C 5904186XXR | 1 |  | EA | 0 |  | 9DRWMEH TO BLANK
| ....5 | 0010 | 590418901 | ENTR MOVABLE PLATE ASSY,MK7 | C 5904189XXR | 1 |  | EA | 0 |  | 9DRWMEH TO BLANK
| .....6 | 0010 | 59889101 | DUAL EHC PLATE DETAIL,MOVE,MK7 | C 598891XX R D | 1 |  | EA | 4 | KITEH
| .....6 | 0020 | 5904196 | BRONZE NUT,TR20 SCREW,MK7 | A 5904196 R | 1 |  | EA | 4 | LTRNM
| .....6 | 0030 | 95522M | M6-1.0 X 10MM SSS CP | 95522 R A | 4 |  | EA | 4 | HW
| ....5 | 0020 | 594823 | IDLER ROLLER ASSY | A 594823 ** A | 1 |  | EA | 9 | KITEH | 9DRWMEH TO KITEH
| .....6 | 0010 | 595443 | IDLE ROLLER IGUS ASSY | A 595443 ** | 1 |  | EA | 9 | KITEH
| ......7 | 0010 | 595444 | IDLER ROLLER OD31.5 | B 595444 R A | 1 |  | EA | 4 | KITEH
| ......7 | 0020 | 5582K | IGUS FLANGE BEARINGXFM-1214-09 | CP 5582M R A | 2 |  | EA | 4 | KITEH
| .....6 | 0020 | 597865 | 12 DIA X 20 HEX HD SHLDR SCR | A 597865 R A | 1 |  | EA | 4 | KITEH
| ....5 | 0030 | 598899 | KEY (FOR LINEAR BEARING),MK7 | A 598899 R | 1 |  | EA | 4 | KITEH
| ....5 | 0040 | 5390K | BEARING FL-16 (1" ID) | CP 5390M ** A | 1 |  | EA | 4 | LTRNM
| ....5 | 0050 | 585476 | 12T SPROCKET ASSY | A 585476 ** A | 1 |  | EA | 9 | KITEH
| .....6 | 0010 | 585474 | SPROCKET 35B12 HARDEN | A 585474 R E | 1 |  | EA | 4 | KITEH
| .....6 | 0020 | 595104 | IGUS SLEEVE BRG, 12ID X 18 LG | A 595104 R | 1 |  | EA | 4 | KITEH
| ..3 | 0100 | 596083 | BRACKET,POWER LIFT,MIDDLE,1PCS | B 596083 R A | 2 |  | EA | 4 | KITM
| ....5 | 0070 | 571640 | EXIT/ENTRANCE GUIDE | A 571640 R B | 1 |  | EA | 4 | KITEH
| ....5 | 0080 | 59891001 | SUPPORT PIN 24.8 | A 598910XX R | 1 |  | EA | 4 | KITEH
| ....5 | 0090 | 2976K | RETAINING RING,E-TYPE, 3MM ID | CP 2976M R A | 1 |  | EA | 4 | KITEH
| ....5 | 0100 | 96254M | DIA 12 X 20LG M10-1.5 SHLD SCR | A 96254 R 00 | 1 |  | EA | 4 | HW
| ....5 | 0110 | 95213M | M4 X 0.7 X 10LG BHCS | 95213M R R | 2 |  | EA | 4 | HW
| ....5 | 0120 | 95292M | M4 FLAT WASHER | 95292M ** | 2 |  | EA | 4 | HW
| ....5 | 0130 | 95416M | M5-0.8 X 10MM SHCS | 95416M ** | 1 |  | EA | 4 | HW
| ....5 | 0140 | 96544M | M10 X 1.5 STNLSS STL JAM NUT | 96544M R | 2 |  | EA | 4 | HW
| ...4 | 0040 | 597855 | SHAFT 25MM DIA,34'' | A 597855 R | 1 |  | EA | 4 | KITEH
| ...4 | 0050 | 5904195 | LEAD SCREW,EHC,TR20X2 | B 5904195 R | 1 |  | EA | 4 | LTRNM
| ...4 | 0060 | 5904207 | SPROCKET,35B12T,DIA 16 | A 5904207 R | 1 |  | EA | 4 | KITEH
| ...4 | 0070 | 5904206 | SPROCKET,25B22T, DIA 16MM | A 5904206 R | 1 |  | EA | 4 | KITEH
| ...4 | 0080 | 593448 | CLAMP COLLAR AS, 25MM ID | A 593448 ** | 2 |  | EA | 9 | KITEH | 9DRWMEH TO KITEH
| ....5 | 0010 | 593449 | CLAMP COLLAR, 25MM ID | A 593449 R 01 | 2 |  | EA | 4 | KITEH
| ....5 | 0020 | 95431M | M5-0.8 X 15MM SHCS | 95431 R | 2 |  | EA | 4 | HW
| ...4 | 0090 | 12007K | OILITE THRUST WASHER,16IDX27 | CP12007 R | 1 |  | EA | 4 | LTRNM
| ...4 | 0100 | 12008K | SHIM,ID16.5X25,0.4T,SUS304 | CP12008 R | 2 |  | EA | 4 | KITEH
| ...4 | 0110 | 12009K | RETAINING RING,E-TYPE,16MM SHF | CP12009 R | 2 |  | EA | 4 | KITEH
| ...4 | 0120 | 5400K | ROLL PIN 5MM DIA X 30LG | A 5400M R | 2 |  | EA | 4 | KITEH
| ...4 | 0130 | 95518M | M6 X 15 SHCS | 95518M R A | 8 |  | EA | 4 | HW
| ...4 | 0140 | 95592M | M6 LOCK WASHER | 95592M R A | 8 |  | EA | 4 | HW
| ...4 | 0150 | 95591M | M6 FLAT WASHER | 95591K **00 | 8 |  | EA | 4 | HW
| ...4 | 0160 | 95437M | M5-0.8 X 20MM SHCS | 95437 R | 2 |  | EA | 4 | HW
| ..3 | 0020 | 590418201 | EXIT EHC ASSY,LR FRF,MK7,30IN | D 5904182XXR A | 1 |  | EA | 0 |  | 9DRWMEH TO BLANK
| ...4 | 0010 | 590419101 | END PLATE ASSY,EHC,SNG | B 5904191XXR | 2 |  | EA | 0 |  | 9DRWMEH TO BLANK
| ....5 | 0010 | 5904190 | EHC END PLATE DETAIL,MK7 | C 5904190 R A | 2 |  | EA | 4 | KITEH
| ....5 | 0020 | 12006K | OILITE FLANGE,16IDX12LG | CP12006 R | 2 |  | EA | 4 | LTRNM
| ...4 | 0020 | 590418805 | EXIT MOVE PLATE ASY,SNG SP,MK7 | C 5904188XXR | 1 |  | EA | 0 |  | 9DRWMEH TO BLANK
| ....5 | 0010 | 590418904 | EXIT MOVABLE PLATE ASY,SNG SP | C 5904189XXR | 1 |  | EA | 0 |  | 9DRWMEH TO BLANK
| .....6 | 0010 | 59889101 | DUAL EHC PLATE DETAIL,MOVE,MK7 | C 598891XX R D | 1 |  | EA | 4 | KITEH
| .....6 | 0020 | 5904196 | BRONZE NUT,TR20 SCREW,MK7 | A 5904196 R | 1 |  | EA | 4 | LTRNM
| .....6 | 0030 | 9936K | SLEVE BEARING,IGUS#XSM-2528-09 | CP9936 R A | 1 |  | EA | 4 | KITEH
| .....6 | 0040 | 95522M | M6-1.0 X 10MM SSS CP | 95522 R A | 4 |  | EA | 4 | HW
| ....5 | 0020 | 594823 | IDLER ROLLER ASSY | A 594823 ** A | 1 |  | EA | 9 | KITEH | 9DRWMEH TO KITEH
| .....6 | 0010 | 595443 | IDLE ROLLER IGUS ASSY | A 595443 ** | 1 |  | EA | 9 | KITEH
| ......7 | 0010 | 595444 | IDLER ROLLER OD31.5 | B 595444 R A | 1 |  | EA | 4 | KITEH
| ......7 | 0020 | 5582K | IGUS FLANGE BEARINGXFM-1214-09 | CP 5582M R A | 2 |  | EA | 4 | KITEH
| .....6 | 0020 | 597865 | 12 DIA X 20 HEX HD SHLDR SCR | A 597865 R A | 1 |  | EA | 4 | KITEH
| ....5 | 0030 | 598899 | KEY (FOR LINEAR BEARING),MK7 | A 598899 R | 1 |  | EA | 4 | KITEH
| ....5 | 0040 | 598906 | EHC DRIVE SPROCKET ASSY. (16T) | B 598906 R | 1 |  | EA | 9 | KITEH | 9DRWMEH TO KITEH
| .....6 | 0010 | 598907 | SQUARE SLEEVE,MK7 | B 598907 R | 1 |  | EA | 4 | KITEH
| .....6 | 0020 | 585834 | SHIM W/TAB 1"ID (PART 685836) | A 585834 R B | 1 |  | EA | 4 | KITEH
| .....6 | 0030 | 586909 | SPROCKET 35B16 SQ SLEEVE ALT | A 586909 R C | 1 |  | EA | 4 | KITEH
| .....6 | 0040 | 3767K | SHIM 25IDX40ODX0.3THK | CP 3767M R | 1 |  | EA | 4 | KITEH
| .....6 | 0050 | 4489K | RETAINING RING,25MM SFT,C-TYPE | CP4489M ** A | 1 |  | EA | 4 | KITEH
| .....6 | 0060 | 581611 | KEY 5 X 5 X 15 | A 581611 ** B | 1 |  | EA | 4 | KITEH
| ....5 | 0050 | 5390K | BEARING FL-16 (1" ID) | CP 5390M ** A | 1 |  | EA | 4 | LTRNM
| ..3 | 0160 | 596099 | BRACKET,MK5 BOT SDWALL TO BASE | B 596099 R A | 4 |  | EA | 4 | KITM
| ....5 | 0070 | 586799 | ROLLER ASS'Y 56MM DIA | A 586799 ** A | 1 |  | EA | 9 | KITEH
| .....6 | 0010 | 586800 | ROLLER 27MM DIA | A 586800 R A | 1 |  | EA | 4 | KITEH
| .....6 | 0020 | 595103 | IGUS SLEEVE BRG,10ID X 18MM LG | A 595103 R A | 1 |  | EA | 4 | KITEH
| ....5 | 0080 | 571640 | EXIT/ENTRANCE GUIDE | A 571640 R B | 1 |  | EA | 4 | KITEH
| ....5 | 0090 | 59891001 | SUPPORT PIN 24.8 | A 598910XX R | 1 |  | EA | 4 | KITEH
| ....5 | 0100 | 2976K | RETAINING RING,E-TYPE, 3MM ID | CP 2976M R A | 1 |  | EA | 4 | KITEH
| ....5 | 0110 | 95213M | M4 X 0.7 X 10LG BHCS | 95213M R R | 2 |  | EA | 4 | HW
| ....5 | 0120 | 95292M | M4 FLAT WASHER | 95292M ** | 2 |  | EA | 4 | HW
| ....5 | 0130 | 95416M | M5-0.8 X 10MM SHCS | 95416M ** | 1 |  | EA | 4 | HW
| ....5 | 0140 | 96544M | M10 X 1.5 STNLSS STL JAM NUT | 96544M R | 1 |  | EA | 4 | HW
| ....5 | 0150 | 95790M | 10MM DIA X 20LG SHLDR SCREW | 95790M R | 1 |  | EA | 4 | HW
| ...4 | 0030 | 59890801 | EXIT EHC FIXED PLATE ASSY,MK7 | C 598908XX R C | 1 |  | EA | 0 |  | 9DRWMEH TO BLANK
| ....5 | 0010 | 59889102 | DUAL EHC PLATE DETAIL,FIX,MK7 | C 598891XX R D | 1 |  | EA | 4 | KITEH
| ....5 | 0020 | 594823 | IDLER ROLLER ASSY | A 594823 ** A | 1 |  | EA | 9 | KITEH | 9DRWMEH TO KITEH
| .....6 | 0010 | 595443 | IDLE ROLLER IGUS ASSY | A 595443 ** | 1 |  | EA | 9 | KITEH
| ......7 | 0010 | 595444 | IDLER ROLLER OD31.5 | B 595444 R A | 1 |  | EA | 4 | KITEH
| ......7 | 0020 | 5582K | IGUS FLANGE BEARINGXFM-1214-09 | CP 5582M R A | 2 |  | EA | 4 | KITEH
| .....6 | 0020 | 597865 | 12 DIA X 20 HEX HD SHLDR SCR | A 597865 R A | 1 |  | EA | 4 | KITEH
| ....5 | 0030 | 598906 | EHC DRIVE SPROCKET ASSY. (16T) | B 598906 R | 1 |  | EA | 9 | KITEH | 9DRWMEH TO KITEH
| .....6 | 0010 | 598907 | SQUARE SLEEVE,MK7 | B 598907 R | 1 |  | EA | 4 | KITEH
| .....6 | 0020 | 585834 | SHIM W/TAB 1"ID (PART 685836) | A 585834 R B | 1 |  | EA | 4 | KITEH
| .....6 | 0030 | 586909 | SPROCKET 35B16 SQ SLEEVE ALT | A 586909 R C | 1 |  | EA | 4 | KITEH
| .....6 | 0040 | 3767K | SHIM 25IDX40ODX0.3THK | CP 3767M R | 1 |  | EA | 4 | KITEH
| .....6 | 0050 | 4489K | RETAINING RING,25MM SFT,C-TYPE | CP4489M ** A | 1 |  | EA | 4 | KITEH
| .....6 | 0060 | 581611 | KEY 5 X 5 X 15 | A 581611 ** B | 1 |  | EA | 4 | KITEH
| ....5 | 0040 | 593448 | CLAMP COLLAR AS, 25MM ID | A 593448 ** | 1 |  | EA | 9 | KITEH | 9DRWMEH TO KITEH
| .....6 | 0010 | 593449 | CLAMP COLLAR, 25MM ID | A 593449 R 01 | 1 |  | EA | 4 | KITEH
| .....6 | 0020 | 95431M | M5-0.8 X 15MM SHCS | 95431 R | 1 |  | EA | 4 | HW
| .....6 | 0040 | 596107 | DOOR, DESKTOP CPU ACCESS | B 596107 R | 1 |  | EA | 4 | KITM
| ....5 | 0060 | 586799 | ROLLER ASS'Y 56MM DIA | A 586799 ** A | 1 |  | EA | 9 | KITEH
| .....6 | 0010 | 586800 | ROLLER 27MM DIA | A 586800 R A | 1 |  | EA | 4 | KITEH
| .....6 | 0020 | 595103 | IGUS SLEEVE BRG,10ID X 18MM LG | A 595103 R A | 1 |  | EA | 4 | KITEH
| ....5 | 0070 | 571640 | EXIT/ENTRANCE GUIDE | A 571640 R B | 1 |  | EA | 4 | KITEH
| ....5 | 0080 | 59891001 | SUPPORT PIN 24.8 | A 598910XX R | 1 |  | EA | 4 | KITEH
| ....5 | 0090 | 2976K | RETAINING RING,E-TYPE, 3MM ID | CP 2976M R A | 1 |  | EA | 4 | KITEH
| ....5 | 0110 | 95213M | M4 X 0.7 X 10LG BHCS | 95213M R R | 2 |  | EA | 4 | HW
| ....5 | 0120 | 95437M | M5-0.8 X 20MM SHCS | 95437 R | 1 |  | EA | 4 | HW
| ....5 | 0130 | 96544M | M10 X 1.5 STNLSS STL JAM NUT | 96544M R | 1 |  | EA | 4 | HW
| ....5 | 0140 | 95790M | 10MM DIA X 20LG SHLDR SCREW | 95790M R | 1 |  | EA | 4 | HW
| ....5 | 0160 | 95292M | M4 FLAT WASHER | 95292M ** | 2 |  | EA | 4 | HW
| ...4 | 0040 | 597855 | SHAFT 25MM DIA,34'' | A 597855 R | 1 |  | EA | 4 | KITEH
| ...4 | 0050 | 5904195 | LEAD SCREW,EHC,TR20X2 | B 5904195 R | 1 |  | EA | 4 | LTRNM
| ...4 | 0060 | 597857 | SQUARE SHAFT,34'' | B 597857 R | 1 |  | EA | 4 | KITEH
| ...4 | 0070 | 593448 | CLAMP COLLAR AS, 25MM ID | A 593448 ** | 2 |  | EA | 9 | KITEH | 9DRWMEH TO KITEH
| ....5 | 0010 | 593449 | CLAMP COLLAR, 25MM ID | A 593449 R 01 | 2 |  | EA | 4 | KITEH
| ....5 | 0020 | 95431M | M5-0.8 X 15MM SHCS | 95431 R | 2 |  | EA | 4 | HW
| .....6 | 0010 | 596264 | PANEL, SMALL BLANK,1936 | D 596264 R | 4 |  | EA | 4 | KITM
| ...4 | 0090 | 5904206 | SPROCKET,25B22T, DIA 16MM | A 5904206 R | 1 |  | EA | 4 | KITEH
| ...4 | 0100 | 5905927 | SPROCKET, 35B15T,SQ SHAFT | A 5905927 R | 1 |  | EA | 4 | KITEH
| ...4 | 0105 | 96073M | 5MM DIA. X 36MM ROLL PIN | 96073M R 00 | 1 |  | EA | 4 | HW
| ...4 | 0110 | 5400K | ROLL PIN 5MM DIA X 30LG | A 5400M R | 1 |  | EA | 4 | KITEH
| ...4 | 0120 | 12009K | RETAINING RING,E-TYPE,16MM SHF | CP12009 R | 2 |  | EA | 4 | KITEH
| ...4 | 0130 | 12008K | SHIM,ID16.5X25,0.4T,SUS304 | CP12008 R | 2 |  | EA | 4 | KITEH
| ...4 | 0140 | 12007K | OILITE THRUST WASHER,16IDX27 | CP12007 R | 1 |  | EA | 4 | LTRNM
| ...4 | 0150 | 3277K | BEARING SEALMASTER #BPFL1=12MM | A 3277M R A | 2 |  | EA | 4 | KITEH
| ...4 | 0160 | 5077K | ENCODER 200PULSE W/19 FT CABLE | A 5077 R D | 1 |  | EA | 4 | BNRML
| ...4 | 0170 | 96357M | 6MM SHOULDER SCREW | R A | 1 |  | EA | 4 | HW
| ...4 | 0180 | 95521M | M6-1.0 X 15MM HHCS | 95521M R | 4 |  | EA | 4 | HW
| ...4 | 0190 | 95518M | M6 X 15 SHCS | 95518M R A | 8 |  | EA | 4 | HW
| ...4 | 0200 | 95592M | M6 LOCK WASHER | 95592M R A | 8 |  | EA | 4 | HW
| ...4 | 0210 | 95591M | M6 FLAT WASHER | 95591K **00 | 8 |  | EA | 4 | HW
| ...4 | 0220 | 95437M | M5-0.8 X 20MM SHCS | 95437 R | 2 |  | EA | 4 | HW
| ..3 | 0030 | 590419701 | CLS ASSY,FRF,MK7 | D 5904197XXR A | 1 |  | EA | 9 | KITEH | 9DRWMEH TO KITEH
| ...4 | 0010 | 594604 | SHAFT,25MM DIA,ROLLER CLS,MK5 | A 594604 R C | 1 |  | EA | 4 | KITEH
| ...4 | 0020 | 5904203 | LEAD SCREW,CLS,TR20X2,30IN | B 5904203 R | 1 |  | EA | 4 | LTRNM
| ...4 | 0030 | 594410 | FIXED RAIL ASY,CLS,MK5,HOLLOW | B 594410 ** | 1 |  | EA | 9 | KITEH | 9DRWMEH TO KITEH
| ....5 | 0010 | 594411 | FIXED RAL HANGE,CLS,MK5,HOLLOW | B 594411 R | 1 |  | EA | 4 | KITEH
| ....5 | 0020 | 593608 | FIXED RAIL CAP, CLS, MK5 | A 593608 R A | 1 |  | EA | 4 | KITEH
| ....5 | 0030 | 593756 | SPLICE BAR, VERTICAL MOUNT | B 593756 R B | 1 |  | EA | 4 | KITEH
| ....5 | 0040 | 95537M | M6-1.0 X 25MM SHCS | 95537M R A | 2 |  | EA | 4 | HW
| ....5 | 0050 | 95546M | M6 X 35 SHCS | 95546M R B | 2 |  | EA | 4 | HW
| ....5 | 0010 | 596271 | ADJ ROLLER BRKT, LOWER, 1PC FR | B 596271 R A | 1 |  | EA | 4 | KITM
| ..3 | 0010 | 596283 | CAP WELDMENT, MK5, 8 HOLE | D 596283 R A | 2 |  | EA | 4 | KITM
| .....6 | 0010 | 5904415 | MOVABLE HOLLOW RAIL HANG ASSY | B 5904415 R | 1 |  | EA | 0 |  | 9, 9DRWMEH TO 0, BLANK
| ......7 | 0010 | 594652 | MOVABLE HOLLOW RAIL HANGER, | B 594652 R B | 1 |  | EA | 4 | KITEH
| ......7 | 0020 | 5904417 | BRONZE NUT,SLIM CLS,20MM | A 5904417 R | 1 |  | EA | 4 | LTRNM
| ......7 | 0030 | 95522M | M6-1.0 X 10MM SSS CP | 95522 R A | 1 |  | EA | 4 | HW
| .....6 | 0020 | 594650 | SHAFT, HANGER ROLLER, 45MM | A 594650 R A | 2 |  | EA | 4 | KITEH
| .....6 | 0030 | 594651 | ROLLER ASSY, CLS MOVABLE PLATE | A 594651 ** | 2 |  | EA | 9 | KITEH | 9DRWMEH TO KITEH
| ......7 | 0010 | 594653 | ROLLER,CLS HANGER,25 & 20 DIA | A 594653 ** | 2 |  | EA | 4 | KITEH
| ......7 | 0020 | 594654 | GRPH BRG 8.0 IDX15.0 OD X 10LG | A 594654 R | 4 |  | EA | 4 | KITEH
| .....6 | 0040 | 95414M | M5X0.8X10 BHCS | 95414 ** | 2 |  | EA | 4 | HW
| .....6 | 0050 | 95391M | M5 FLAT WASHER | 9 5391 ** | 2 |  | EA | 4 | HW
| .....6 | 0060 | 95393M | M5 LOCK WASHER | 9 5393 ** | 2 |  | EA | 4 | HW
| ....5 | 0020 | 593756 | SPLICE BAR, VERTICAL MOUNT | B 593756 R B | 1 |  | EA | 4 | KITEH
| ....5 | 0030 | 95546M | M6 X 35 SHCS | 95546M R B | 2 |  | EA | 4 | HW
| ...4 | 0050 | 593605 | FRONT PLATE ASSY, CLS, MK5 | B 593605 ** | 1 |  | EA | 9 | KITEH | 9DRWMEH TO KITEH
| ....5 | 0010 | 593613 | FRONT PLATE, CLS, 25MM SHAFT | B 593613 R | 1 |  | EA | 4 | KITEH
| ....5 | 0020 | 587092 | GRAPHITE BEARING, 12MM ID | A 587092 ** A | 1 |  | EA | 4 | KITEH
| ...4 | 0060 | 593606 | REAR PLATE ASSY, CLS, MK5 | B 593606 ** | 1 |  | EA | 9 | KITEH | 9DRWMEH TO KITEH
| ....5 | 0010 | 593614 | REAR PLATE, CLS, 25MM SHAFT | B 593614 R A | 1 |  | EA | 4 | KITEH
| ....5 | 0020 | 587092 | GRAPHITE BEARING, 12MM ID | A 587092 ** A | 1 |  | EA | 4 | KITEH
| ...4 | 0070 | 59567001 | DRIVE ASSY,CLS,1PC BASE | B 595670XX ** | 1 |  | EA | 9 | KITEH | 9DRWMEH TO KITEH
| ....5 | 0010 | 595671 | BUSHING ASY,CLS DRIVE,1PC BASE | B 595671 ** | 1 |  | EA | 9 | KITEH
| .....6 | 0010 | 595672 | BUSHING,CLS DRIVE,1PC BASE | B 595672 R A | 1 |  | EA | 4 | KITEH
| .....6 | 0020 | 2867K | BUSHING, GRAPHITE 117-8-212EHC | 2867M R | 2 |  | EA | 4 | KITEH
| ....5 | 0020 | 595673 | AXIS,CLS DRIVE,1PC BASE | B 595673 R A | 1 |  | EA | 4 | KITEH
| ....5 | 0030 | 587142 | CAP, CNTR LEAD SCRW DRIVE | B 587142 R R | 1 |  | EA | 4 | KITEH
| ....5 | 0040 | 587095 | SPRKT 25B14-12MM BORE ALTERED | A 587095 R A | 1 |  | EA | 4 | KITEH
| ....5 | 0050 | 5551K | O-RING, 12MM SHAFT,VITON (P12) | CP5551M R A | 1 |  | EA | 4 | KITEH
| ....5 | 0060 | 2978K | SHIM,ID 12.5,T=0.4,OD 20,SS304 | A 2978M R A | 4 |  | EA | 4 | KITEH
| ....5 | 0070 | 4680K | RETAINING RING,E-TYPE,12MM SHF | CP 4680M R A | 2 |  | EA | 4 | KITEH
| ....5 | 0080 | 96275M | 5 X 20 L ROLL PINMC# 91611A308 | R | 1 |  | EA | 4 | HW
| ....5 | 0090 | 96402M | M3 X 15 L SHCS |  | 4 |  | EA | 4 | HW
| ...4 | 0080 | 599073 | WASHER, CLS DRIVE SEALING | A 599073 R | 1 |  | EA | 4 | KITEH
| ...4 | 0090 | 599074 | GASKET, CLS DRIVE SEALING | A 599074 R | 1 |  | EA | 4 | KITEH
| ...4 | 0100 | 587143 | IDLER SPROCKET ASSY | A 587143 ** B | 2 |  | EA | 9 | KITEH
| ....5 | 0010 | 587144 | SPROCKET 1/4P 22T ALTR | A 587144 R A | 2 |  | EA | 4 | KITEH
| ....5 | 0020 | 5582K | IGUS FLANGE BEARINGXFM-1214-09 | CP 5582M R A | 2 |  | EA | 4 | KITEH
| ....5 | 0030 | 6924K | IGUS BEARING | CP 6924 R 01 | 2 |  | EA | 4 | KITEH
| ...4 | 0110 | 587145 | SPROCKET 25B22T ALTERED | A 587145 R A | 1 |  | EA | 4 | KITEH
| ...4 | 0120 | 4521K | 4 X 4 X 18 MM SQUARE KEY | A 4521M R | 1 |  | EA | 4 | KITEH
| ...4 | 0130 | 587095 | SPRKT 25B14-12MM BORE ALTERED | A 587095 R A | 1 |  | EA | 4 | KITEH
| ...4 | 0140 | 591538 | THRUST FLANGE, 12 MM ID | A 591538 R | 2 |  | EA | 4 | KITEH
| ...4 | 0150 | 591539 | GRAPHITE WASHER, 20.0 MM ID | A 591539 R | 2 |  | EA | 4 | KITEH
| ...4 | 0160 | 4680K | RETAINING RING,E-TYPE,12MM SHF | CP 4680M R A | 2 |  | EA | 4 | KITEH
| ...4 | 0170 | 7176K | SHIM 20 ID X 28 OD X 0.3 THK | CP7176M R 00 | 2 |  | EA | 4 | KITEH
| ...4 | 0180 | 96581M | M3-0.5 X 8 LG SSS-CP | R 01 | 2 |  | EA | 4 | HW
| ...4 | 0190 | 96580M | M3-0.5 X 6 LG SSS-CP | R 01 | 2 |  | EA | 4 | HW
| ...4 | 0200 | 96275M | 5 X 20 L ROLL PINMC# 91611A308 | R | 1 |  | EA | 4 | HW
| ...4 | 0210 | 7915K | #25 1/4"P ROLLER CHAIN, SUS304 | CP 7915 R A | 0.457 |  | MT | 4 | BNRML
| ...4 | 0220 | 10353K | MASTER LINK,1/4" SAME 4129038 | CP10353 R A | 1 |  | EA | 4 | BNRML
| ...4 | 0230 | 96255M | M5-0.8X10LG SHCS | A 96255 R 00 | 4 |  | EA | 4 | HW
| ...4 | 0240 | 96403M | 12 DIA X35LG XM10 SHLDR SCREW | R | 2 |  | EA | 4 | HW
| ...4 | 0250 | 95731M | M10 FLAT WASHER | 95731 R A | 2 |  | EA | 4 | HW
| ...4 | 0260 | 96267M | M6 SHCS 15 | A 96267 **00 | 4 |  | EA | 4 | HW
| ...4 | 0270 | 96081M | M8 DIA X 12 SHLDR SCREW | 96081M R B | 4 |  | EA | 4 | HW
| ...4 | 0280 | 96278M | M 6 X 35 L SHCS | R | 1 |  | EA | 4 | HW
| ...4 | 0290 | 95591M | M6 FLAT WASHER | 95591K **00 | 1 |  | EA | 4 | HW
| ..3 | 0040 | 594404 | RAIL SET 1809MK3V ,HOLLOW | BM594404 ** B | 1 |  | EA | 0
| ...4 | 0005 | SOP087 | HOLLOW RAIL INSTALLATION | A SOP087 R B | 1 |  | RF | 9 | 9DRWM
| ...4 | 0010 | SOP038 | RAIL SET UP PROCEDURE | A SOP038 **A | 0 |  | EA | 9 | 9DRWM
| ...4 | 0040 | 59377401 | RAIL, 1809 MK3X, HOLLOW | C 593774XX R F | 2 |  | EA | 4 | KITRK
| ...4 | 0050 | 59377402 | RAIL, 1809 MK3X, HOLLOW | C 593774XX R F | 2 |  | EA | 4 | KITRK
| ...4 | 0060 | 593761 | EHC RAIL, MIDDLE, CLS, HOLLOW | B 593761 R | 2 |  | EA | 4 | KITRK
| ...4 | 0070 | 96472M | M8 X 1.25 X 20 MM LG SHCS | R 00 | 8 |  | EA | 4 | HW
| ...4 | 0080 | 95733M | M8 FLAT WASHER | 95733 R A | 8 |  | EA | 4 | HW
| ...4 | 0100 | 95787M | M8 LOCK WASHER | 95787M R A | 8 |  | EA | 4 | HW
| ...4 | 0110 | 96456M | 8MM DIA X 6LG X M6 SHLDR SCREW | R 01 | 4 |  | EA | 4 | KITMP
| ...4 | 0120 | 5605K | SHIM, 8MM ID,14MM OD,0.5MM THK | A 5605M R B | 4 |  | EA | 4 | KITMP
| ..3 | 0010 | 596285 | CAP WLDMNT, EXH, MK5, 8-HOLE | D 596285 R A | 1 |  | EA | 4 | KITM
| ..3 | 0041 | 96472M | M8 X 1.25 X 20 MM LG SHCS | R 00 | -8 |  | EA | 4 | HW
| ..3 | 0042 | 95733M | M8 FLAT WASHER | 95733 R A | -8 |  | EA | 4 | HW
| ..3 | 0043 | 96284M | M8 LOCKWASHER | 96284 R 00 | -8 |  | EA | 4 | HW
| ..3 | 0044 | 95528M | M6 X 20 LG SHCS | 95528M R 00 | 8 |  | EA | 4 | HW
| ..3 | 0050 | 572166 | LABEL, "OIL DRIVE SHAFT" | A 572166 R B | 1 |  | EA | 4 | KITL
| ..3 | 0060 | 572167 | LABEL, "LUBE CHAIN" | A 572167 R B | 1 |  | EA | 4 | KITL
| ...4 | 0120 | 596548 | EXH WLDMNT,10X30"MK5,4"WIDE | D 596548 R | 2 |  | EA | 4 | KITM
| .....6 | 0030 | 596550 | HEAT SHIELD,CENTER,19"/22" LCD | C 596550 R B | 1 |  | EA | 4 | KITM
| ..3 | 0090 | 4193K | LIMIT SWITCH | A4193 R A | 2 |  | EA | 4 | KITHR
| ..3 | 0091 | 12034K | LIMIT SWITCH, STDELE | A 12034 R | 0 |  | EA | 4 | BNRML
| ..3 | 0100 | 95234M | M4 X 0.7 X 30 SHCS | 95234M R B | 4 |  | EA | 4 | HW
| ..3 | 0110 | 95292M | M4 FLAT WASHER | 95292M ** | 4 |  | EA | 4 | HW
| ..3 | 0120 | 95509M | M6X1.0 X 10MM BHCS | 95509M R | 4 |  | EA | 4 | HW
| ..3 | 0130 | 95591M | M6 FLAT WASHER | 95591K **00 | 12 |  | EA | 4 | HW
| ..3 | 0140 | 3863K | #35 SS CHAIN W/ D-3 ATT (4.75) | CP 3863 R G | 21.946 |  | MT | 4 | BNRML
| ..3 | 0150 | 7945K | MASTER LINK FOR 3863,#35 W/PIN | CP 7945 R B | 2 |  | EA | 4 | PBINM
| ..3 | 0160 | 2422K | #25 1/4"P ROLLER CHAIN,CRB STL | CP 2422M R C | 10 |  | MT | 4 | BNRML
| ..3 | 0170 | 2477K | MASTER LINK,1/4"P CHAIN,CR STL | CP 2477M R C | 1 |  | EA | 4 | PBINM
| ..3 | 0180 | 590600601 | AUTOLUBE, SINGLE EH, MK7 HC6 | BM590600601R | 1 |  | EA | 0
| .....6 | 0040 | 59655101 | HEAT SHIELD, 19"/22" LCD,RIGHT | C 596551XX R A | 1 |  | EA | 4 | KITM
| ...4 | 0002 | SOP041 | INSTALLATION OF OIL RESERVOIR | A SOP041 R F | 0 |  | EA | 9 | 9DRWM
| ...4 | 0010 | 59905101 | OFFSET MANIFOLD ASSY,OILER | D 599051XX R A | 1 |  | EA | 9 | BNRML
| ....5 | 0010 | 6583K | LOCTITE 567 | A 6583M R | 0 |  | EA | 4 | PBINM
| ....5 | 0020 | SOP033 | AUTOLUBE MANIFOLD ASSEMBLY | A SOP033 R C | 0 |  | EA | 9 | 9DRWM
| ....5 | 0030 | 590115801 | MANIFOLD,OILER,OFFSET | B 5901158XXR | 1 |  | EA | 4 | KITMP
| ....5 | 0040 | 6572K | SOLENOID VALVE,1/8"PT,3MM ORFC | A 6572M R C | 1 |  | EA | 4 | KITHR
| ....5 | 0050 | 581328 | FELT BRUSH | A 581328 R B | 1 |  | EA | 4 | KITEL
| ....5 | 0060 | 3024K | PLUG, MALE 1/8" BSPT, BRASS | CP3024M R C | 1 |  | EA | 4 | BNRML
| ....5 | 0070 | 3480K | NIPPLE NEX, 1/8" PT | CP 3480M R A | 1 |  | EA | 4 | KITEL
| ....5 | 0080 | 3860K | MALE ELBOW 1/8NPT X 6MM OD | CP3860M R C | 1 |  | EA | 4 | KITEL
| ....5 | 0090 | 96566M | M5 X 0.8 X 8MM SSS-CP | 96566M R 00 | 1 |  | EA | 4 | HW
| ....5 | 0100 | 96376M | M5-0.8 X 25 BHCS | 96376 R 00 | 2 |  | EA | 4 | HW
| ...4 | 0020 | 59905102 | OFFSET MANIFOLD ASSY,OILER | D 599051XX R A | 1 |  | EA | 9 | BNRML
| ....5 | 0010 | 6583K | LOCTITE 567 | A 6583M R | 0 |  | EA | 4 | PBINM
| ....5 | 0020 | SOP033 | AUTOLUBE MANIFOLD ASSEMBLY | A SOP033 R C | 0 |  | EA | 9 | 9DRWM
| ....5 | 0030 | 590115802 | MANIFOLD,OILER,OFFSET | B 5901158XXR | 1 |  | EA | 4 | KITMP
| ....5 | 0040 | 6572K | SOLENOID VALVE,1/8"PT,3MM ORFC | A 6572M R C | 1 |  | EA | 4 | KITHR
| ....5 | 0050 | 581328 | FELT BRUSH | A 581328 R B | 1 |  | EA | 4 | KITEL
| ....5 | 0060 | 3024K | PLUG, MALE 1/8" BSPT, BRASS | CP3024M R C | 1 |  | EA | 4 | BNRML
| ....5 | 0070 | 3480K | NIPPLE NEX, 1/8" PT | CP 3480M R A | 1 |  | EA | 4 | KITEL
| ....5 | 0080 | 3860K | MALE ELBOW 1/8NPT X 6MM OD | CP3860M R C | 1 |  | EA | 4 | KITEL
| ....5 | 0090 | 96566M | M5 X 0.8 X 8MM SSS-CP | 96566M R 00 | 1 |  | EA | 4 | HW
| ....5 | 0100 | 96376M | M5-0.8 X 25 BHCS | 96376 R 00 | 2 |  | EA | 4 | HW
| .....6 | 0050 | 59655102 | HEAT SHIELD, 19"/22" LCD,LEFT | C 596551XX R A | 1 |  | EA | 4 | KITM
| ...4 | 0040 | 58958401 | OIL RESERVOIR ASSY,SINGLE EHC | C 589584XX ** K | 1 |  | EA | 9 | KITMP3
| ....5 | 0010 | 593233 | NEW SUPPORT, ANGLE, AUTOLUBE | B 593233 R B | 1 |  | EA | 4 | KITEL
| ....5 | 0011 | 95405M | M5X6LG BHCS | 9 5405 R | 4 |  | EA | 4 | HW
| ....5 | 0012 | 95391M | M5 FLAT WASHER | 9 5391 ** | 4 |  | EA | 4 | HW
| ....5 | 0020 | 7825K | MOLDED OIL RESERVOIR | CP7825 R A | 1 |  | EA | 4 | KITEL
| ....5 | 0021 | 7689K | UNEQUAL UNION Y, 8X6MM | CP 7689M R A | 1 |  | EA | 4 | KITEL
| ....5 | 0030 | 4304K | 6MM OD H.T. PFA TUBING, CLEAR | CP 4304M ** B | 6.5 |  | MT | 4 | PBINM
| ....5 | 0040 | 5964K | ENERGY CHAIN (AUTOLUBE) | CP5964 R B | 1 |  | EA | 4 | KITHR
| ....5 | 0050 | 593555 | HIGH TEMP EHC LUBE, 250ML | A 593555 R E | 2 |  | EA | 4 | PBINM
| ....5 | 0060 | 1559K | SNAP BUSHING | CP 1559 R A | 2 |  | EA | 4 | PBINM
| ....5 | 0070 | 592021 | OIL FILL LINE LABEL | A 592021 R | 1 |  | EA | 4 | KITL
| ....5 | 0080 | 59438401 | OILER BRACKET WASHER,TOP | A 594384XX R A | 1 |  | EA | 4 | HW
| ....5 | 0090 | 59438402 | OILER BRACKET WASHER,BOT | A 594384XX R A | 1 |  | EA | 4 | HW
| ....5 | 0100 | 5903787 | WARNING LABEL FOR OIL TUBE | A 5903787 R A | 1 |  | EA | 4 | KITL
| ...4 | 0050 | 590600401 | ELEC PARTS HC6 OILER SINGLE EH | BM590600401R | 1 |  | EA | 0
| ..3 | 0230 | 596556 | SUPPORT BRACKET | B 596556 R B | 2 |  | EA | 4 | KITM
| .....6 | 0010 | 638K | WIRE 18AWG BLACK | A 0638 R 00 | 13.999 |  | MT | 4 | PBINM
| .....6 | 0020 | 642K | WIRE, 18 AWG BLUE * | CP 0642 R C | 2.499 |  | MT | 4 | PBINM
| .....6 | 0030 | 1157K | WIRE, WHITE W/BLUE STRIPE 18 | CP 1157 R B | 11.5 |  | MT | 4 | PBINM
| .....6 | 0040 | 4898K | FERRULE INS18 AWG YELLOW | A 4898 R C | 8 |  | EA | 4 | PBINM
| .....6 | 0050 | 1647K | MALE CONN DNF14-250FIM-M | CP 1647 R C | 4 |  | EA | 4 | PBINM
CHG | ....5 | 0020 | 5905939 | HC6 HDIO16 EXTNDED MODULE ASSY | BM5905939 R | 0 | 1 | EA | 0 |  |  | R1 | VENKATESH
| .....6 | 0010 | 590114001 | HC6-HDIO-16 BOARD | B 590114001R A | 0 | 1 | EA | 4 | BNRML
| .....6 | 0020 | 10880K | 2POLE, 90DEG TENSION CLAMP | CP10880 R | 0 | 1 | EA | 4 | KITEP
| .....6 | 0030 | 10879K | 8POLE, 90DEG TENSION CLAMP | CP10879 R | 0 | 6 | EA | 4 | KITEP
| .....6 | 0040 | 5901141 | HC6-AIO-HDIO POWER CABLE | A 5901141 R C | 0 | 1 | EA | 0 |  | 9DRWM TO BLANK
| ......7 | 0010 | 4900K | CABLE 2 COND 18 AWG UNSHIELDED | A 4900 R A | 0 | 0.305 | MT | 4 | PBINM
| ......7 | 0020 | 4898K | FERRULE INS18 AWG YELLOW | A 4898 R C | 0 | 4 | EA | 4 | PBINM
| ......7 | 0030 | 10880K | 2POLE, 90DEG TENSION CLAMP | CP10880 R | 0 | 2 | EA | 4 | KITEP
| .....6 | 0050 | 5901142 | HC6-AIO-HDIO DATA CABLE | CP5901142 R A | 0 | 1 | EA | 4 | KITHR
| .....6 | 0060 | 8789K | HEX STANDOFF,M4-0.7X 50 LG,MXF | CP8789M R A | 0 | 8 | EA | 4 | HW
| .....6 | 0070 | 96307M | M4-0.7 X 12LG BHCS | 96307 R 00 | 0 | 4 | EA | 4 | HW
| ....5 | 0080 | 95213M | M4 X 0.7 X 10LG BHCS | 95213M R R | 4 |  | EA | 4 | HW
| ..3 | 0240 | 596559 | BASE ALTERATION MK5 | A 596559 R | 1 |  | RF | 9 | 9DRWM |  |  |  |  | SDRWM
| ...4 | 0070 | 95405M | M5X6LG BHCS | 9 5405 R | 4 |  | EA | 4 | HW
| ...4 | 0080 | 95391M | M5 FLAT WASHER | 9 5391 ** | 4 |  | EA | 4 | HW
| ...4 | 0090 | 7809K | BUMPER, RUBBER U, 1/16" | A 7809 R B | 0.323 |  | MT | 4 | BNRML
| ...4 | 0100 | 3521K | 7/8" N/P HOLE PLUG 9563K46 | CP3521M R 00 | -1 |  | EA | 4 | PBINM
| ....5 | 0010 | 596783 | HOOD INTERLOCK BRACKET | B 596783 R A | 1 |  | EA | 4 | KITM
| ..3 | 0200 | 596790 | RAIL GUARD, HOLLOW RAIL | C 596790 R A | -2 |  | EA | 4 | KITM
| ..3 | 0060 | 596790 | RAIL GUARD, HOLLOW RAIL | C 596790 R A | 4 |  | EA | 4 | KITM
| ...4 | 0010 | 59684901 | BOT SIDEWALL,FRO,S EHC,18XXMK5 | D 596849XX R A | 1 |  | EA | 4 | KITM
| ..3 | 9999 | LABOR-18EH | LABOR & HW COST | LABOR-18R | 1 |  | EA | 4 | KITEH
| 1 | 0080 | EHCON_MK5 | EDGE HOLD CONTROL, MK5 1PC FR | BMEHCON_MK5R A | 1 |  | EA | F
| .2 | 0030 | 5906105 | EXLA CCEH SINGLE HC6 | BM5906105 R | 1 |  | EA | 0
| ..3 |  | 590383501 | HAR ALS CC EHC CBS LR 20XX | A 590383501R | 1 |  | EA | 4 | PBINM
| ..3 |  | 590383502 | HAR ALS CC EHC CBS RL 20XX | A 590383502R | 1 |  | EA | 4 | PBINM
| ..3 | 0009 | 12034K | LIMIT SWITCH, STDELE | A 12034 R | 0 |  | EA | 4 | BNRML
| ..3 | 0010 | 4193K | LIMIT SWITCH | A4193 R A | 1 |  | EA | 4 | KITHR
| ..3 | 0011 | 96141M | M4 X 60LG SHCS | 96141 R | 2 |  | EA | 4 | HW
| ..3 | 0012 | 95234M | M4 X 0.7 X 30 SHCS | 95234M R B | -2 |  | EA | 4 | HW
| ..3 | 0020 | 5077K | ENCODER 200PULSE W/19 FT CABLE | A 5077 R D | 1 |  | EA | 4 | BNRML
| ..3 | 0025 | 96838M | 6MM DIA X 45LG SHOULDER SCREW | A 96838M R 00 | 1 |  | EA | 4 | HW
| ...4 | 0020 | 59684907 | BOT SIDEWALL REAR, AIR,18XXMK5 | D 596849XX R A | 1 |  | EA | 4 | KITM
| ..3 | 0035 | 5903750 | ALSTRON CTRL KIT, CC SINGLE EH | BM5903750 ** | 1 |  | EA | 0
| ...4 | 0010 | 11949K | ARCS MOTOR CONTROL BOARD | B 11949 R B | 1 |  | EA | 4 | LTRNM
| ...4 | 0020 | 9527K | CHINT,1P,2A,TYPE-D BREAKER | CP9527 R | 1 |  | EA | 4 | KITCB
| ...4 | 0030 | 9528K | CHINT,1P,3A,TYPE-D BREAKER | CP9528 R | 1 |  | EA | 4 | KITCB
DEL | ...4 | 0040 | 4909K | CIRCUIT BREAKER 2 POLE 10A | A4909 A R | 1 |  | EA | 4 | KITCB |  | R1 | VENKATESH
| ...4 | 0070 | 4883K | RELAY HOLD DOWN CLIP | A4883 R | 2 |  | EA | 4 | KITEP
| ...4 | 0080 | 4884K | RELAY SOCKET TRACK MOUNT | A 4884 R C | 1 |  | EA | 4 | KITEP
| ...4 | 0090 | 4886K | RELAY 2PDT 5A 24VDC MY2-DC24 | A 4886 R D | 1 |  | EA | 4 | KITEP | K8A
| ..3 | 0041 | 95219M | M4 X 12LG BHCS | 9 5219 R | 4 |  | EA | 4 | HW
| ..3 | 0050 | 4881K | CONTACTOR,24VDC,10A,3NO+2NC | A 4881 R C | 1 |  | EA | 4 | KITEP | K8
| ..3 | 0070 | 51K | PLUG, HOLE | 51C R | 3 |  | EA | 4 | BNRML
| ..3 | 0071 | 95481M | M5-0.8 HEX NUT | 9 5481 R | 2 |  | EA | 4 | HW
| ..3 | 0080 | 5905939 | HC6 HDIO16 EXTNDED MODULE ASSY | BM5905939 R | 0 |  | EA | 0
| ...4 | 0010 | 590114001 | HC6-HDIO-16 BOARD | B 590114001R A | 0 |  | EA | 4 | BNRML
| ...4 | 0020 | 10880K | 2POLE, 90DEG TENSION CLAMP | CP10880 R | 0 |  | EA | 4 | KITEP
| ...4 | 0030 | 10879K | 8POLE, 90DEG TENSION CLAMP | CP10879 R | 0 |  | EA | 4 | KITEP
| ...4 | 0040 | 5901141 | HC6-AIO-HDIO POWER CABLE | A 5901141 R C | 0 |  | EA | 0 |  | 9DRWM TO BLANK
| ....5 | 0010 | 4900K | CABLE 2 COND 18 AWG UNSHIELDED | A 4900 R A | 0 |  | MT | 4 | PBINM
| ....5 | 0020 | 4898K | FERRULE INS18 AWG YELLOW | A 4898 R C | 0 |  | EA | 4 | PBINM
| ....5 | 0030 | 10880K | 2POLE, 90DEG TENSION CLAMP | CP10880 R | 0 |  | EA | 4 | KITEP
| ...4 | 0050 | 5901142 | HC6-AIO-HDIO DATA CABLE | CP5901142 R A | 0 |  | EA | 4 | KITHR
| ...4 | 0060 | 8789K | HEX STANDOFF,M4-0.7X 50 LG,MXF | CP8789M R A | 0 |  | EA | 4 | HW
| ...4 | 0070 | 96307M | M4-0.7 X 12LG BHCS | 96307 R 00 | 0 |  | EA | 4 | HW
| ...4 | 0005 | 59685301 | EXH ASSY,CNT DR,A/R,LR,1809MK5 | D 596853XX R B | 0 |  | EA | 9 | SDRWM
| ...4 | 0010 | 583077 | CONVEYOR MOTOR MTG PLATE | B 583077 R F | 1 |  | EA | 4 | KITMP
| ...4 | 0020 | 593199 | SPROCKET, 35B17, 15MM BORE | A 593199 R A | 1 |  | EA | 4 | KITMP
| ...4 | 0030 | 8160K | MOTOR,20:1,1720RPM,S9D100-90CH | CP8160M R B | 1 |  | EA | 4 | KITHR
| ...4 | 0040 | 1647K | MALE CONN DNF14-250FIM-M | CP 1647 R C | 2 |  | EA | 4 | PBINM
| ...4 | 0050 | 3586K | LOOM TUBING, 1/4", PANDUIT | CP 3586M R A | 0.305 |  | MT | 4 | PBINM
| ...4 | 0060 | 3204K | NYLON CABLE TIE, 368MM LG | CP3204M R A | 1 |  | EA | 4 | PBINM
| ...4 | 0070 | 4756K | RING TERM PV18-10R-LY | CP 4756 R B | 1 |  | EA | 4 | HW
| ...4 | 0080 | 95528M | M6 X 20 LG SHCS | 95528M R 00 | 7 |  | EA | 4 | HW
| ...4 | 0090 | 95506M | M6-1.0 X 10LG SSS CP | 95506 R B | 1 |  | EA | 4 | HW
| ...4 | 0100 | 95591M | M6 FLAT WASHER | 95591K **00 | 3 |  | EA | 4 | HW
| ...4 | 0110 | 95219M | M4 X 12LG BHCS | 9 5219 R | 1 |  | EA | 4 | HW
| ...4 | 0120 | 95281M | M4-0.7 HEX NUT | 9 5281 R | 1 |  | EA | 4 | HW
| ...4 | 0130 | 95295M | 8 EXT TOOTH LOCK WASHER | 95295 R | 1 |  | EA | 4 | HW
| ...4 | 0140 | 96527M | M6 LOCK WASHER SS | 96527M R | 3 |  | EA | 4 | HW
| ..3 | 0100 | 8012K | HOLE PLUG, 22MM, NYLON | CP8012 R | 1 |  | EA | 4 | PBINM
| ..3 | 0110 | 3397K | #35 3/8"P ROLLER CHAIN, SUS304 | CP 3397 R D | 0.56 |  | MT | 4 | BNRML
| ..3 | 0120 | 1314K | MASTER LINK FOR 3397,#35 CHAIN | CP 1314M R C | 1 |  | EA | 4 | PBINM
| 1 | 0100 | COOL1809MK5 | DIR., ATM., & COOL 1809MK5 | BMCOOL1809M-SPL | 1 |  | EA | F
| .2 | 0010 | 596866 | 1809MK5 CTR DRW AIR L/R | BM596866 -SPL | 1 |  | EA | 0
| ..3 |  | 5868K | UNCOATED FIBRSLEEVE,DAVLYN MFG | 5868 R B | 1.829 |  | MT | 4 | KITMS2
| ..3 | 0010 | 596821 | TOP PLD, CT DR A,L/R 1809MK5 | D 596821 -SPL | 1 |  | EA | 0 |  | CPY 525850
| .2 | 0010 | 596879 | 1800 TOP SHELL WELDMENT MK5 | D 596879 R | 1 |  | EA | 9 | KITM
| ..3 | 0010 | 596880 | FRONT WELDMENT,18XX LOW SKIN | D 596880 R A | 1 |  | EA | 4 | KITM
| ..3 | 0020 | 596881 | REAR WELDMENT 18XX,LOW SKIN | D 596881 R D | 1 |  | EA | 4 | KITM
| .2 | 0045 | 596884 | HARNESS GUIDE,MK5.5 | B 596884 R A | 2 |  | EA | 4 | KITM
| .2 | 0001 | 59698508 | FACIL,18XXMK5 AIR,EXT COOL,LR | D 59698508 R G | 0 |  | RF | 9 | 9DRWM |  |  |  |  | SDRWM
| ..3 | 0070 | 596992 | BBU MOUNTING PLATE ,1PC BASE | B 596992 R C | 1 |  | EA | 4 | KITM
| ...4 |  | 4112316 | MICA, TOP INSULATION, 1810 MK5 | C 4112316 R A | 1 |  | EA | 4 | KITMS
| ...4 |  | 59758101 | HEAT MODULE ASSY,HYBRID,10X30" | D 59758101 R E | 8 |  | EA | 0
| ....5 | 0010 | 59757801 | OUTER BOX,HYBRID,10X30",W/O EX | D 597578XX R B | 8 |  | EA | 4 | KITM
| ....5 | 0010 | 59757802 | OUTER BOX,HYBRID,10X30", W EXH | D 597578XX R B | 3 |  | EA | 4 | KITM
| ....5 | 0030 | 95416M | M5-0.8 X 10MM SHCS | 95416M ** | 96 |  | EA | 4 | HW
| ....5 | 0040 | 96136M | M5 X 0.8 X 10LG HHCS STN STL | 96136 R | 64 |  | EA | 4 | HW
| ....5 | 0050 | 95391M | M5 FLAT WASHER | 9 5391 ** | 160 |  | EA | 4 | HW
| ....5 | 0060 | 95393M | M5 LOCK WASHER | 9 5393 ** | 32 |  | EA | 4 | HW
| ....5 | 0070 | 95437M | M5-0.8 X 20MM SHCS | 95437 R | 8 |  | EA | 4 | HW
| ....5 | 0090 | 595544 | CERAMICS WIRE CLAMP ASSY | B 595544 R C | 8 |  | EA | 4 | KITMS2
| ....5 | 0010 | 59757801 | OUTER BOX,HYBRID,10X30",W/O EX | D 597578XX R B | 8 |  | EA | 4 | KITM
| ....5 | 0010 | 59757802 | OUTER BOX,HYBRID,10X30", W EXH | D 597578XX R B | 2 |  | EA | 4 | KITM
| ...4 |  | 59758102 | HT MOD ASY,HYBRID,10X30" W/EXH | D 59758102 R E | 3 |  | EA | 0
| ....5 | 0010 | 597607 | OUTER BOX ,BT,HYBRID,12X30" | D 597607 R A | 1 |  | EA | 4 | KITM
| ...4 | 0266 | 59796501 | HC23 SOFTWARE | A 59796501 R AA | 1 |  | EA | 9 | 9DRWM |  |  |  |  | SDRWM
| ....5 | 0030 | 95416M | M5-0.8 X 10MM SHCS | 95416M ** | 36 |  | EA | 4 | HW
| ....5 | 0040 | 96136M | M5 X 0.8 X 10LG HHCS STN STL | 96136 R | 24 |  | EA | 4 | HW
| ....5 | 0050 | 95391M | M5 FLAT WASHER | 9 5391 ** | 60 |  | EA | 4 | HW
| ....5 | 0060 | 95393M | M5 LOCK WASHER | 9 5393 ** | 12 |  | EA | 4 | HW
| ....5 | 0070 | 95437M | M5-0.8 X 20MM SHCS | 95437 R | 3 |  | EA | 4 | HW
| ....5 | 0090 | 595544 | CERAMICS WIRE CLAMP ASSY | B 595544 R C | 3 |  | EA | 4 | KITMS2
| ...4 | 0267 | 59796502 | HELLER HC23 FIRMWARE | D 59796502 R W | 1 |  | EA | 9 | 9DRWM |  |  |  |  | SDRWM
| ...4 | 0110 | 598467 | WIREWAY MOUNT | B 598467 R D | 1 |  | EA | 4 | KITM
| ...4 | 0004 | 597612 | B/T MOD ASY,HYBRID,12X30" | D 597612 R A | 1 |  | EA | 0
| ...4 | 0140 | 598468 | NUT FOR LEVELING MOUNT | B 598468 R | 6 |  | EA | 4 | KITM
| ...4 | 0060 | 598477 | TRIM SUPPORT | B 598477 R A | 2 |  | EA | 4 | KITM
| ....5 | 0030 | 598512 | SEPARATING PL ASY 12 X 30 BT | B 598512 R | 1 |  | EA | 0
| ...4 | 0150 | 598484 | NUT PLATE FOR CASTERS | A 598484 R A | 4 |  | EA | 4 | KITM
| ....5 | 0010 | 59849001 | SM MOUTING FRONT WIDE | C 598490XX R A | 4 |  | EA | 4 | KITM
| .....6 | 0030 | 592050 | FLANGE, THERMOCOUPLE TUBE | A 592050 R 02 | 1 |  | EA | 4 | KITMS
| .....6 | 0040 | 7598K | O-RING, 8MM SHAFT, VITON | CP 7598M R A | 1 |  | EA | 4 | KITMS
| .....6 | 0050 | 95416M | M5-0.8 X 10MM SHCS | 95416M ** | 5 |  | EA | 4 | HW
| .....6 | 0060 | 96252M | #10 SOLID S.S. WASHER | 96252 R | 5 |  | EA | 4 | HW
| ....5 | 0020 | 59849101 | SM MOUTING REAR WIDE | C 598491XX R D | 4 |  | EA | 4 | KITM
| ...4 | 0160 | 598501 | SIDEW. MOUNT. BRACKET SUPPORT | A 598501 R A | 2 |  | EA | 4 | KITM
| .2 | 0110 | 598503 | DIN RAIL 18XXMK5 | A 598503 R A | 2 |  | EA | 4 | KITM
| ....5 | 0080 | 96136M | M5 X 0.8 X 10LG HHCS STN STL | 96136 R | 8 |  | EA | 4 | HW
| ....5 | 0090 | 96252M | #10 SOLID S.S. WASHER | 96252 R | 28 |  | EA | 4 | HW
| ....5 | 0100 | 95393M | M5 LOCK WASHER | 9 5393 ** | 4 |  | EA | 4 | HW
| ....5 | 0110 | 4598K | #12 X 3/4" HHSDS | A4598 R | 2 |  | EA | 4 | HW
| ....5 | 0120 | 95416M | M5-0.8 X 10MM SHCS | 95416M ** | 20 |  | EA | 4 | HW
| ...4 | 0005 | 6201K | INSULATION, 2"THK, 4' X 8' | CP6201 R A | 1.9 |  | EA | 4 | KITMS
| ...4 | 0006 | 4529K | 1/2" THK BLANKET INSULATION | CP4529M R A | 4.877 |  | MT | 4 | PBINM
| ....5 | 0050 | 598505 | END GRILL, 12X30 HYBRID LONG | C 598505 R A | 1 |  | EA | 4 | KITM
| ...4 | 0060 | 593139 | EMS MOTOR ASSY,6.5"BW IMP,AIR | B 593139 ** A | 12 |  | EA | 0
| ....5 | 0010 | 593140 | MTG PLATE,AIR,7"BW IMP,EMORSON | C 593140 R | 12 |  | EA | 4 | KITMS
| ....5 | 0020 | 593136 | PABCO,MOTOR ASSY,7"BW IMP,0.5" | A 593136 R A | 12 |  | EA | 4 | KITMS
| ....5 | 0030 | 595029 | DISH PLATE WELDMENT,6.5" BW IM | B 595029 R | 12 |  | EA | 4 | KITMS
| ....5 | 0040 | 7750K | .11HP, NIDEC MTR, 1/2" SHAFT | A 7750 R B | 12 |  | EA | 4 | LTRNM
| ....5 | 0050 | 8355K | JNA BW IMPLLER 6.5'',HUB BORE | B 8355 R B | 12 |  | EA | 4 | LTRNM
| ....5 | 0060 | 96372M | M4X0.7 X 60LG SHCS | 96372M R 00 | 48 |  | EA | 4 | HW
| ....5 | 0070 | 95732M | M10 LOCK WASHER | 95732 R | 36 |  | EA | 4 | HW
| ....5 | 0080 | 96642M | M10-FLAT WASHER(10.5X18X1.6) | A 96642M R | 36 |  | EA | 4 | HW
| ....5 | 0090 | 96193M | M10X1.5X20 SHCS | A 96193M R | 36 |  | EA | 4 | HW
| ...4 | 0070 | 596508 | PABCO,MTR MTG,10X30 RIVET MOD | B 596508 R A | 11 |  | EA | 4 | KITMS
| ...4 | 0080 | 596707 | PABCO,MTR MTG,10X30 RIV MOD,BT | B 596707 R A | 1 |  | EA | 4 | KITMS
| ....5 | 0020 | 59850901 | INNER BOX HYBRID 10X30 LONG | D 598509XX R C | 8 |  | EA | 4 | KITM
| ....5 | 0020 | 59850901 | INNER BOX HYBRID 10X30 LONG | D 598509XX R C | 3 |  | EA | 4 | KITM
| ....5 | 0020 | 59850901 | INNER BOX HYBRID 10X30 LONG | D 598509XX R C | 8 |  | EA | 4 | KITM
| ....5 | 0020 | 59850901 | INNER BOX HYBRID 10X30 LONG | D 598509XX R C | 2 |  | EA | 4 | KITM
| ....5 | 0040 | 598510 | BAFFLE, THIN GA 12X30 B/T LONG | B 598510 R C | 1 |  | EA | 4 | KITM
| .....6 | 0010 | 598511 | SEPARATING PLATE BT MOD 12X30 | B 598511 R B | 1 |  | EA | 4 | KITM
| ....5 | 0020 | 598513 | INNER BOX,BT HYBRID 12X30 LONG | D 598513 R | 1 |  | EA | 4 | KITM
| ...4 | 0010 | 598545 | MESH BELT SPROCK LOCATION,34IN | D 598545 R A | 0 |  | RF | 9 | 9DRWM |  |  |  |  | SDRWM
| ...4 | 0010 | 598545 | MESH BELT SPROCK LOCATION,34IN | D 598545 R A | 0 |  | RF | 9 | 9DRWM |  |  |  |  | SDRWM
| ....5 | 0070 | 598626 | BRKT FOR HOOD INTERLOCK SWITCH | A 598626 R A | 0 |  | EA | 4 | KITM
| ....5 | 0040 | 95291M | M4 FLAT WASHER | 9 5291 R | 12 |  | EA | 4 | HW
| ....5 | 0050 | 96161M | M4-0.7 HEX NUT | 96161 R 00 | 12 |  | EA | 4 | HW
| ....5 | 0060 | 4598K | #12 X 3/4" HHSDS | A4598 R | 6 |  | EA | 4 | HW
| ..3 | 0190 | 598702 | SIDEWALL SUPPORT FOR MK5 NEW | A 598702 R | 4 |  | EA | 4 | KITM
| ...4 | 0210 | 59127802 | POW WIRE,T/C,N2 PURGE, FITTING | B 591278XX** A | 11 |  | EA | 4 | KITMS
| ...4 | 0220 | 96003M | M16 X 1.5 JAM NUT | 96003M R A | 11 |  | EA | 4 | HW
| ...4 | 0230 | 3517K | CABLE CONNECTOR | CP3517 R C | 11 |  | EA | 4 | LTRNM
| ...4 | 0240 | 57174201 | THERMOCOUPLE ASSY 1700S | B 57174201 R A | 11 |  | EA | 4 | KITMS
| ...4 | 0260 | 4598K | #12 X 3/4" HHSDS | A4598 R | 89 |  | EA | 4 | HW
| ...4 | 0270 | 96386M | M6 X 1.0 X 15 LG FHCS | R 00 | 16 |  | EA | 4 | HW
| ...4 | 0280 | 95519M | M6X1.0 X 15LG BHCS | 9 5519 R | 8 |  | EA | 4 | HW
| ...4 | 0290 | 95591M | M6 FLAT WASHER | 95591K **00 | 8 |  | EA | 4 | HW
| ...4 | 0300 | 95592M | M6 LOCK WASHER | 95592M R A | 8 |  | EA | 4 | HW
| ...4 | 0310 | 96543M | M3 X 6 HHCS | A 96543M R | 24 |  | EA | 4 | HW
| ...4 | 0320 | 96748M | M3 FLAT WASHER, FENDER | A 96748M R | 24 |  | EA | 4 | HW
| ...4 | 0330 | 95481M | M5-0.8 HEX NUT | 9 5481 R | 140 |  | EA | 4 | HW
| ...4 | 0340 | 95391M | M5 FLAT WASHER | 9 5391 ** | 140 |  | EA | 4 | HW
| ...4 | 0350 | 95393M | M5 LOCK WASHER | 9 5393 ** | 140 |  | EA | 4 | HW
| ..3 | 0020 | 596822 | BOT PLD ASSY AIR L/R 1809MK5 | D 596822 -SPL | 1 |  | EA | 0 |  | CPY 525850
| ...4 | 0020 | 59870701 | EHC MOUNTING PLATE, LEFT, MK7 | D 598707XX R G | 2 |  | EA | 4 | KITM
| ...4 | 0030 | 59870702 | EHC MOUNTING PLATE, RIGHT, MK7 | D 598707XX R G | 2 |  | EA | 4 | KITM
| ...4 | 0080 | 59871201 | TRIM MOUNT, LEFT, 1936MK7 | D 598712XX R A | 1 |  | EA | 4 | KITM
| ...4 |  | 59758101 | HEAT MODULE ASSY,HYBRID,10X30" | D 59758101 R E | 8 |  | EA | 0
| ...4 | 0090 | 59871202 | TRIM MOUNT, RIGHT, 1936MK7 | D 598712XX R A | 1 |  | EA | 4 | KITM
| ...4 | 0040 | 598739 | MK7 FRAME PLATFORM LEFT | D 598739 R A | 1 |  | EA | 4 | KITM
| ....5 | 0030 | 95416M | M5-0.8 X 10MM SHCS | 95416M ** | 96 |  | EA | 4 | HW
| ....5 | 0040 | 96136M | M5 X 0.8 X 10LG HHCS STN STL | 96136 R | 64 |  | EA | 4 | HW
| ....5 | 0050 | 95391M | M5 FLAT WASHER | 9 5391 ** | 160 |  | EA | 4 | HW
| ....5 | 0060 | 95393M | M5 LOCK WASHER | 9 5393 ** | 32 |  | EA | 4 | HW
| ....5 | 0070 | 95437M | M5-0.8 X 20MM SHCS | 95437 R | 8 |  | EA | 4 | HW
| ....5 | 0090 | 595544 | CERAMICS WIRE CLAMP ASSY | B 595544 R C | 8 |  | EA | 4 | KITMS2
| ...4 | 0050 | 598740 | MK7 FRAME PLATFORM RIGHT | D 598740 R A | 1 |  | EA | 4 | KITM
| ..3 | 0020 | 59877501 | GUSSET FOR TRIM, LEFT 1936MK7 | D 598775XX R A | 6 |  | EA | 4 | KITM
| ...4 |  | 59758102 | HT MOD ASY,HYBRID,10X30" W/EXH | D 59758102 R E | 2 |  | EA | 0
| ..3 | 0030 | 59877502 | GUSSET FOR TRIM, RIGHT 1936MK7 | D 598775XX R A | 6 |  | EA | 4 | KITM
| ..3 | 0110 | 598776 | LINAK BRACKET MOUNT | A 598776 R | 2 |  | EA | 4 | KITM
| ....5 | 0030 | 95416M | M5-0.8 X 10MM SHCS | 95416M ** | 24 |  | EA | 4 | HW
| ....5 | 0040 | 96136M | M5 X 0.8 X 10LG HHCS STN STL | 96136 R | 16 |  | EA | 4 | HW
| ....5 | 0050 | 95391M | M5 FLAT WASHER | 9 5391 ** | 40 |  | EA | 4 | HW
| ....5 | 0060 | 95393M | M5 LOCK WASHER | 9 5393 ** | 8 |  | EA | 4 | HW
| ....5 | 0070 | 95437M | M5-0.8 X 20MM SHCS | 95437 R | 2 |  | EA | 4 | HW
| ....5 | 0090 | 595544 | CERAMICS WIRE CLAMP ASSY | B 595544 R C | 2 |  | EA | 4 | KITMS2
| ..3 | 0010 | 598818 | POWER SWITCH BASE BRACKET | B 598818 R A | 1 |  | EA | 4 | KITM
| ...4 | 0030 | 598964 | CONTINUOUS LARGE DRIP PAN, MK7 | B 598964 R | 2 |  | EA | 4 | KITM
| ...4 | 0001 | 6201K | INSULATION, 2"THK, 4' X 8' | CP6201 R A | 3.5 |  | EA | 4 | KITMS
| ...4 | 0002 | 4529K | 1/2" THK BLANKET INSULATION | CP4529M R A | 4.877 |  | MT | 4 | PBINM
| ...4 | 0003 | 59688701 | BOT INSULATION ASY,18XXMK5 ,LR | D 596887XX R A | 1 |  | EA | 9 | KITMS
| ....5 | 0010 | 59688801 | INSULATION BOT SDWALL,50MM THK | D 596888XX R | 1 |  | EA | 4 | PBINM
| ....5 | 0020 | 59688802 | INSULATION BOT SDWALL,50MM THK | D 596888XX R | 1 |  | EA | 4 | PBINM
| ....5 | 0030 | 59688803 | INSULATION BOT SDWALL,50MM THK | D 596888XX R | 4 |  | EA | 4 | PBINM
| ....5 | 0040 | 59688804 | INSULATION BOT SDWALL,50MM THK | D 596888XX R | 2 |  | EA | 4 | PBINM
| ....5 | 0050 | 59688805 | INSULATION BOT SDWALL,50MM THK | D 596888XX R | 4 |  | EA | 4 | PBINM
| ....5 | 0060 | 59688806 | INSULATION BOT SDWALL,50MM THK | D 596888XX R | 1 |  | EA | 4 | PBINM
| ....5 | 0070 | 59688807 | INSULATION BOT SDWALL,50MM THK | D 596888XX R | 1 |  | EA | 4 | PBINM
| ....5 | 0080 | 59688808 | INSULATION BOT SDWALL,50MM THK | D 596888XX R | 1 |  | EA | 4 | PBINM
| ....5 | 0090 | 59688809 | INSULATION BOT SDWALL,50MM THK | D 596888XX R | 1 |  | EA | 4 | PBINM
| ....5 | 0100 | 4529K | 1/2" THK BLANKET INSULATION | CP4529M R A | 6.5 |  | MT | 4 | PBINM
| ....5 | 0110 | 3786K | GLASS WOOL INSULATION-25MM THK | CP3786M R C | 2.62 |  | EA | 4 | PBINM
| ....5 | 0120 | 96695M | WASHER, ID6XOD40X1MM THK | A 96695 R | 32 |  | EA | 4 | KITMS
| ....5 | 0130 | 96705M | M5 DOME NUT | A 96705 R B | 32 |  | EA | 4 | KITMS
| ..3 | 0190 | 598964 | CONTINUOUS LARGE DRIP PAN, MK7 | B 598964 R | -1 |  | EA | 4 | KITM
| ...4 | 0100 | 599190 | HINGE SUPPORT | C 599190 R A | 2 |  | EA | 4 | KITM
| ..3 | 0200 | 599191 | LIMIT SWITCH BRACKET | B 599191 R C | 1 |  | EA | 4 | KITM
| ...4 | 0040 | 59508001 | PSEUDOWL ASSY,1809,FRONT,MK3 | D 595080XX R | 1 |  | EA | 0
| ...4 | 0070 | 599194 | TRIM SUPPORT | B 599194 R B | 2 |  | EA | 4 | KITM
| ...4 | 0130 | 599196 | FORKLIFT CHANNEL, UNIBASE | B 599196 R C | 2 |  | EA | 4 | KITM
| ....5 | 0030 | 95414M | M5X0.8X10 BHCS | 95414 ** | 5 |  | EA | 4 | HW
| ....5 | 0040 | 95393M | M5 LOCK WASHER | 9 5393 ** | 5 |  | EA | 4 | HW
| ....5 | 0050 | 95391M | M5 FLAT WASHER | 9 5391 ** | 5 |  | EA | 4 | HW
| .2 | 0120 | 599286 | WIRE WAY BRACKET | B 599286 R A | 2 |  | EA | 4 | KITM
| ...4 | 0075 | 599429 | ROLLER BRKT,UPPER,1.9" ROLLER | B 599429 R | 4 |  | EA | 4 | KITM
| ...4 | 0050 | 59508003 | PSEUDOWL ASSY,1809,AIR,REAR | D 595080XX R | 1 |  | EA | 0
| ..3 | 0040 | 59965301 | BASE TRIM, FRONT, LEFT, 18MK7 | C 599653XX R C | 1 |  | EA | 4 | KITM
| ....5 | 0030 | 95414M | M5X0.8X10 BHCS | 95414 ** | 5 |  | EA | 4 | HW
| ....5 | 0040 | 95393M | M5 LOCK WASHER | 9 5393 ** | 5 |  | EA | 4 | HW
| ....5 | 0050 | 95391M | M5 FLAT WASHER | 9 5391 ** | 5 |  | EA | 4 | HW
| ..3 | 0050 | 59965302 | BASE TRIM, FRONT, RIGHT, 18MK7 | C 599653XX R C | 1 |  | EA | 4 | KITM
| ..3 | 0060 | 59965403 | BASE TRIM, REAR, LEFT, 18MK5 | C 599654XX R A | 1 |  | EA | 4 | KITM
| ..3 | 0070 | 59965404 | BASE TRIM, REAR, RIGHT, 18MK5 | C 599654XX R A | 1 |  | EA | 4 | KITM
| ...4 | 0090 | 593139 | EMS MOTOR ASSY,6.5"BW IMP,AIR | B 593139 ** A | 10 |  | EA | 0
| ....5 | 0010 | 593140 | MTG PLATE,AIR,7"BW IMP,EMORSON | C 593140 R | 10 |  | EA | 4 | KITMS
| ....5 | 0020 | 593136 | PABCO,MOTOR ASSY,7"BW IMP,0.5" | A 593136 R A | 10 |  | EA | 4 | KITMS
| ....5 | 0030 | 595029 | DISH PLATE WELDMENT,6.5" BW IM | B 595029 R | 10 |  | EA | 4 | KITMS
| ....5 | 0040 | 7750K | .11HP, NIDEC MTR, 1/2" SHAFT | A 7750 R B | 10 |  | EA | 4 | LTRNM
| ....5 | 0050 | 8355K | JNA BW IMPLLER 6.5'',HUB BORE | B 8355 R B | 10 |  | EA | 4 | LTRNM
| ....5 | 0060 | 96372M | M4X0.7 X 60LG SHCS | 96372M R 00 | 40 |  | EA | 4 | HW
| ....5 | 0070 | 95732M | M10 LOCK WASHER | 95732 R | 30 |  | EA | 4 | HW
| ....5 | 0080 | 96642M | M10-FLAT WASHER(10.5X18X1.6) | A 96642M R | 30 |  | EA | 4 | HW
| ....5 | 0090 | 96193M | M10X1.5X20 SHCS | A 96193M R | 30 |  | EA | 4 | HW
| ...4 | 0120 | 596508 | PABCO,MTR MTG,10X30 RIVET MOD | B 596508 R A | 10 |  | EA | 4 | KITMS
| .2 | 0090 | 599655 | WIREWAY BRACKET, MID, 18XXMK7 | C 599655 R A | 1 |  | EA | 4 | KITM
| .2 | 0100 | 599656 | WIREWAY BRACKET, SIDE, 18XXMK7 | C 599656 R A | 2 |  | EA | 4 | KITM
| ...4 |  | 4112164 | TOP PLD, 1810MK5 AIR, LR | D 4112164 R | 1 |  | RF | 9 | SDRWM
| ...4 |  | 4112165 | BTM PLD, 1810MK5 AIR, LR | D 4112165 R | 1 |  | RF | 9 | SDRWM
| ...4 | 0170 | 5749K | GASKET, P-EXTRUSION | CP5749 R F | 9.144 |  | MT | 4 | LTRNM
| ...4 | 0180 | 5775K | 2" GASKET #5314-0250-02000-11 | A5775 R B | 7.315 |  | MT | 4 | LTRNM
| ...4 | 0190 | 8237K | 3/8" THICK, 20MM FLAT GASKET | CP8237 R B | 7.315 |  | MT | 4 | LTRNM
| ...4 |  | 4112166 | TOP SEALPLATE, 1810MK5 AIR, LR | D 4112166 R A | 1 |  | EA | 4 | KITM
| ...4 |  | 4112167 | BTM SEALPLATE, 1810MK5 AIR, LR | D 4112167 R A | 1 |  | EA | 4 | KITM
| ...4 |  | 4112171 | TOP SEALPLATE,1810MK5, SMALL | D 4112171 R A | 1 |  | EA | 4 | KITM
| ...4 |  | 4112173 | SPACER,SLOPED, 30" MK5, 54.5MM | B 4112173 R A | 1 |  | EA | 4 | KITM
| ....5 | 0040 | 95291M | M4 FLAT WASHER | 9 5291 R | 8 |  | EA | 4 | HW
| ....5 | 0050 | 96161M | M4-0.7 HEX NUT | 96161 R 00 | 8 |  | EA | 4 | HW
| ....5 | 0060 | 4598K | #12 X 3/4" HHSDS | A4598 R | 4 |  | EA | 4 | HW
| ...4 |  | 411231401 | 18XX SIDE WALL TOP,W/CENTER LE | D 4112314XXR A | 1 |  | EA | 4 | KITM
| ...4 | 0210 | 59127802 | POW WIRE,T/C,N2 PURGE, FITTING | B 591278XX** A | 10 |  | EA | 4 | KITMS
| ...4 | 0220 | 96003M | M16 X 1.5 JAM NUT | 96003M R A | 10 |  | EA | 4 | HW
| ...4 | 0230 | 57174201 | THERMOCOUPLE ASSY 1700S | B 57174201 R A | 10 |  | EA | 4 | KITMS
| ...4 | 0240 | 3517K | CABLE CONNECTOR | CP3517 R C | 10 |  | EA | 4 | LTRNM
| ...4 | 0250 | 4598K | #12 X 3/4" HHSDS | A4598 R | 68 |  | EA | 4 | HW
| ...4 | 0260 | 95512M | M6-1.0 X 12 SHCS | 9 5512 ** A | 20 |  | EA | 4 | HW
| ...4 | 0270 | 95591M | M6 FLAT WASHER | 95591K **00 | 20 |  | EA | 4 | HW
| ...4 | 0280 | 95592M | M6 LOCK WASHER | 95592M R A | 20 |  | EA | 4 | HW
| ...4 | 0300 | 95414M | M5X0.8X10 BHCS | 95414 ** | 12 |  | EA | 4 | HW
| ...4 | 0320 | 95391M | M5 FLAT WASHER | 9 5391 ** | 120 |  | EA | 4 | HW
| ...4 | 0330 | 95481M | M5-0.8 HEX NUT | 9 5481 R | 108 |  | EA | 4 | HW
| ...4 | 0350 | 95393M | M5 LOCK WASHER | 9 5393 ** | 120 |  | EA | 4 | HW
| ..3 | 0030 | 5903622 | PANEL ASY,AIR,LR,18XX COM BASE | BM5903622 R B | 1 |  | EA | 0
| ...4 | 0010 | 5903624 | PANEL ASSY, 18XX LR COM BASE | BM5903624 R B | 1 |  | EA | 0
| ...4 |  | 411231402 | 18XX SIDE WALL TOP,W/CENTER LE | D 4112314XXR A | 1 |  | EA | 4 | KITM
| ...4 |  | 4114506 | SPACER PAN, 680.8MM, MK5 | B 4114506 R 00 | 1 |  | EA | 4 | KITM
| .2 | 0005 | 4128008 | PANEL,ECM,AIR,MK5,SLOT HOLE | D 4128008 R | 1 |  | EA | 4 | KITM
ADD | ...4 | 0005 | 426460401 | ELECT DWG PKG 1810 HC6 SPL | B 4264604XXR | 1 |  | RF | 9 | 9DRWM |  | R1 | VENKATESH |  | SDRWM
| ....5 | 0100 | 5900060 | BAFFLE,HEAT MOD,10"X30" MK7 | B 5900060 R B | 8 |  | EA | 4 | KITM
| ....5 | 0060 | 596549 | HEAT SHIELD ASSY, 19"/22" LCD | D 596549 ** A | 1 |  | EA | 0 |  | 9DRWM TO BLANK
| ....5 | 0100 | 5900060 | BAFFLE,HEAT MOD,10"X30" MK7 | B 5900060 R B | 3 |  | EA | 4 | KITM
| ....5 | 0100 | 5900060 | BAFFLE,HEAT MOD,10"X30" MK7 | B 5900060 R B | 8 |  | EA | 4 | KITM
| ....5 | 0100 | 5900060 | BAFFLE,HEAT MOD,10"X30" MK7 | B 5900060 R B | 2 |  | EA | 4 | KITM
| ....5 | 0110 | 5900061 | END GRILL,BW MOD,10X30 MK7 | C 5900061 R C | 8 |  | EA | 4 | KITM
| ....5 | 0110 | 5900061 | END GRILL,BW MOD,10X30 MK7 | C 5900061 R C | 3 |  | EA | 4 | KITM
| .....6 | 0060 | 95537M | M6-1.0 X 25MM SHCS | 95537M R A | 2 |  | EA | 4 | HW
| .....6 | 0070 | 95591M | M6 FLAT WASHER | 95591K **00 | 10 |  | EA | 4 | HW
| .....6 | 0080 | 6074K | 1/4 BELLVILLE WASHER | CP 6074 R A | 8 |  | EA | 4 | PBINM
| .....6 | 0090 | 95518M | M6 X 15 SHCS | 95518M R A | 2 |  | EA | 4 | HW
| .....6 | 0100 | 95592M | M6 LOCK WASHER | 95592M R A | 2 |  | EA | 4 | HW
| .....6 | 0110 | 95391M | M5 FLAT WASHER | 9 5391 ** | 4 |  | EA | 4 | HW
| .....6 | 0120 | 95393M | M5 LOCK WASHER | 9 5393 ** | 4 |  | EA | 4 | HW
| .....6 | 0130 | 95481M | M5-0.8 HEX NUT | 9 5481 R | 4 |  | EA | 4 | HW
| .....6 | 0140 | 96191M | M6-1.0 HEX NUT | 96191 R 00 | 4 |  | EA | 4 | HW
| .....6 | 0150 | 96346M | M4-0.7 X 10 LG FHCS | 96346 R 00 | 4 |  | EA | 4 | HW
| ....5 | 0110 | 5900061 | END GRILL,BW MOD,10X30 MK7 | C 5900061 R C | 8 |  | EA | 4 | KITM
| ....5 | 0110 | 5900061 | END GRILL,BW MOD,10X30 MK7 | C 5900061 R C | 2 |  | EA | 4 | KITM
| .2 | 0010 | 590007001 | BASE FRAME ASSY, NEW 18XXMK5 | D 5900070XXR E | 0 |  | RF | 9 | SDRWM
| ..3 | 0010 | 5900072 | BASE FRAME WELDMENT, 18XXMK7 | D 5900072 R B | 1 |  | EA | 9 | 9DRWM |  |  |  |  | SDRWM
| ...4 | 0010 | 5900073 | BASE TUBE WELDMENT, 18XXMK7 | D 5900073 R M | 1 |  | EA | 4 | KITM
| .....6 | 0050 | 95505M | 6MM DIA X10LG SHOULDER SCREW | 9 5505 R | 3 |  | EA | 4 | HW
| .....6 | 0060 | 95514M | M6-1.0 X 13 BHCS SS | 95514K **00 | 2 |  | EA | 4 | HW
| .....6 | 0070 | 3961K | DECO SCREW - M6-1.0 X 16MM LG | CP 3961M R A | 4 |  | EA | 4 | HW
| .....6 | 0080 | 95591M | M6 FLAT WASHER | 95591K **00 | 4 |  | EA | 4 | HW
| .....6 | 0090 | 95584M | M6-1.0 HEX NUT C | 95584M R A | 2 |  | EA | 4 | HW
| .....6 | 0100 | 4506K | TAB-HOOK-LOOP MC#9737K71 | A 4506 R A | 7 |  | EA | 4 | PBINM
| .....6 | 0110 | 4507K | TAB-LOOP MC#9737K81 | A 4507 R A | 7 |  | EA | 4 | PBINM
| ..3 | 0210 | 5900134 | SENSOR BRACKET | B 5900134 R A | 1 |  | EA | 4 | KITM
| ....5 | 0080 | 59586201 | KEYBOARD CPU PANEL ASSY,LR,MK5 | B 595862XXR A | 1 |  | EA | 0
| ...4 | 0170 | 5900188 | SIDEWALL MTG BRACKET, 18MK7 | B 5900188 R A | 2 |  | EA | 4 | KITM
| .....6 | 0020 | 7853K | PULL, POCKET FLUSH, SNAP-IN | CP7853M R B | 2 |  | EA | 4 | LTRNM
| .....6 | 0030 | 59133402 | FLEXIBLE MAGNET, 200MM LG | A 591334XX R B | 2 |  | EA | 4 | PBINM
| ...4 | 0200 | 5900238 | SIDEWALL MOUNT SUPPORT ON BASE | A 5900238 R | 2 |  | EA | 4 | KITM
| .....6 | 0050 | 5082K | E-BOX DOOR HANDLE | CP5082 R C | 1 |  | EA | 4 | KITHR
| .....6 | 0060 | 95213M | M4 X 0.7 X 10LG BHCS | 95213M R R | 2 |  | EA | 4 | HW
| .....6 | 0070 | 95292M | M4 FLAT WASHER | 95292M ** | 2 |  | EA | 4 | HW
| ....5 | 0090 | 596263 | PANEL ASSY,SMALL BLANK,1936 | B 596263 R | 4 |  | EA | 0
| ..3 | 0220 | 590031601 | PLATE CHAIN GUIDE BRKT ,MK7 | C 5900316XXR | 1 |  | EA | 4 | KITM
| .....6 | 0020 | 7853K | PULL, POCKET FLUSH, SNAP-IN | CP7853M R B | 8 |  | EA | 4 | LTRNM
| .....6 | 0030 | 59133402 | FLEXIBLE MAGNET, 200MM LG | A 591334XX R B | 8 |  | EA | 4 | PBINM
| ....5 | 0100 | 595977 | PANEL ASY, LARGE BLANK,2043MK5 | B 595977 R | 2 |  | EA | 0
| .2 | 0180 | 5900345 | HC23 REFLOW MANUAL MARK 5 & 7 | A 5900345 R N | 1 |  | EA | 9 | 9DRWM |  |  |  |  | SDRWM
| .....6 | 0020 | 7853K | PULL, POCKET FLUSH, SNAP-IN | CP7853M R B | 4 |  | EA | 4 | LTRNM
| .....6 | 0030 | 59133401 | FLEXIBLE MAGNET, 305MM LG | A 591334XX R B | 4 |  | EA | 4 | PBINM
| ....5 | 0110 | 59586801 | PANEL,CORNER FLOWMT ASSY,2043 | B 595868XX R A | 1 |  | EA | 0
| ..3 | 0140 | 590034901 | CHAIN WAY, 18XXMK7, 1PCS BASE | C 5900349XXR | 1 |  | EA | 4 | KITM
| .....6 | 0020 | 7853K | PULL, POCKET FLUSH, SNAP-IN | CP7853M R B | 2 |  | EA | 4 | LTRNM
| .....6 | 0030 | 59133401 | FLEXIBLE MAGNET, 305MM LG | A 591334XX R B | 1 |  | EA | 4 | PBINM
| .....6 | 0040 | 59133404 | FLEXIBLE MAGNET, 59MM LG | A 591334XX R B | 1 |  | EA | 4 | PBINM
| ....5 | 0120 | 590582101 | PANEL ASSY ,CORNER N2/PWR | B 5905821XXR | 1 |  | EA | 0 |  | 9DRWM TO BLANK
| ..3 | 0150 | 590034902 | CHAIN WAY, 18XXMK7, 1PCS BASE | C 5900349XXR | 1 |  | EA | 4 | KITM
| .....6 | 0020 | 7853K | PULL, POCKET FLUSH, SNAP-IN | CP7853M R B | 2 |  | EA | 4 | LTRNM
| .....6 | 0030 | 59133401 | FLEXIBLE MAGNET, 305MM LG | A 591334XX R B | 1 |  | EA | 4 | PBINM
| .....6 | 0040 | 59133404 | FLEXIBLE MAGNET, 59MM LG | A 591334XX R B | 1 |  | EA | 4 | PBINM
| ....5 | 0130 | 590582102 | PANEL ASSY ,CORNER N2/PWR | B 5905821XXR | 1 |  | EA | 0 |  | 9DRWM TO BLANK
| ..3 | 0170 | 5900350 | ROLLER BRKT MTG TUBE, 18MK7 | D 5900350 R C | 4 |  | EA | 4 | KITM
| .....6 | 0020 | 7853K | PULL, POCKET FLUSH, SNAP-IN | CP7853M R B | 2 |  | EA | 4 | LTRNM
| .....6 | 0030 | 59133401 | FLEXIBLE MAGNET, 305MM LG | A 591334XX R B | 1 |  | EA | 4 | PBINM
| .....6 | 0040 | 59133404 | FLEXIBLE MAGNET, 59MM LG | A 591334XX R B | 1 |  | EA | 4 | PBINM
| ..3 | 0180 | 5900351 | ROLLER TUBE SUPPORT BRKT, MK7 | B 5900351 R | 4 |  | EA | 4 | KITM
| ....5 | 0010 | 590094203 | PANEL LAYOUT, 18XX COM BASE LR | D 5900942XXR D | 1 |  | RF | 9 | SDRWM
| ..3 | 0200 | 590095309 | ZONE BARRIER, 22IN BD, MK5 | C 5900953XXR D | 10 |  | EA | 4 | KITM
| ..3 | 0210 | 590095310 | ZONE BARRIER, 22IN BD,MK5 | C 5900953XXR D | 10 |  | EA | 4 | KITM
| ....5 | 0030 | 590113803 | HC6-AIO BOARD BOM | A 590113803R A | 0 |  | RF | 9 | 9DRWM |  |  |  |  | SDRWM
| ....5 | 0040 | 590113804 | HC6-AIO BOARD SCHEMATIC | B 590113804R A | 0 |  | RF | 9 | 9DRWM |  |  |  |  | SDRWM
| ....5 | 0050 | 590113805 | HC6-AIO BOARD DOCUMENT | A 590113805R 00 | 0 |  | RF | 9 | 9DRWM |  |  |  |  | SDRWM
| ....5 | 0060 | 590113806 | HC6-AIO BOARD GERBER FILE | A 590113806R A | 0 |  | RF | 9 | 9DRWM |  |  |  |  | SDRWM
| ....5 | 0220 | 95514M | M6-1.0 X 13 BHCS SS | 95514K **00 | 6 |  | EA | 4 | HW
| ....5 | 0230 | 95512M | M6-1.0 X 12 SHCS | 9 5512 ** A | 4 |  | EA | 4 | HW
| ....5 | 0240 | 95591M | M6 FLAT WASHER | 95591K **00 | 12 |  | EA | 4 | HW
| ....5 | 0250 | 3961K | DECO SCREW - M6-1.0 X 16MM LG | CP 3961M R A | 12 |  | EA | 4 | HW
| ....5 | 0260 | 95414M | M5X0.8X10 BHCS | 95414 ** | 16 |  | EA | 4 | HW
| ....5 | 0270 | 95391M | M5 FLAT WASHER | 9 5391 ** | 24 |  | EA | 4 | HW
| ....5 | 0280 | 95481M | M5-0.8 HEX NUT | 9 5481 R | 12 |  | EA | 4 | HW
| ....5 | 0290 | 7359K | DOUBLE SIDED TAPE | CP 7359 R | 4.877 |  | MT | 4 | PBINM
| ....5 | 0300 | 2356K | M6 X 13MM HH WHIZ SCREW | CP 2356M R | 2 |  | EA | 4 | HW
| ....5 | 0090 | 590113903 | HC6-CONTROLLER BOM | A 590113903R A | 0 |  | RF | 9 | 9DRWM |  |  |  |  | SDRWM
| ....5 | 0100 | 590113904 | HC6-CONTROLLER SCHEMATIC | B 590113904R A | 0 |  | RF | 9 | 9DRWM |  |  |  |  | SDRWM
| ....5 | 0110 | 590113905 | HC6-CONTROLLER DOCUMENT | A 590113905**00 | 0 |  | RF | 9 | 9DRWM |  |  |  |  | SDRWM
| ....5 | 0120 | 590113906 | HC6-CONTROLLER GERBER FILE | A 590113906R A | 0 |  | RF | 9 | 9DRWM |  |  |  |  | SDRWM
| ...4 | 0025 | 590127402 | MOUNTING SMEMA SENSOR BRK | B 5901274XXR A | -1 |  | EA | 4 | KITM
| ...4 | 0060 | 59586801 | PANEL,CORNER FLOWMT ASSY,2043 | B 595868XX R A | -1 |  | EA | 0
| ...4 | 0030 | 590127401 | MOUNTING SMEMA SENSOR BRK | B 5901274XXR A | 1 |  | EA | 4 | KITM
| ....5 | 0020 | 7853K | PULL, POCKET FLUSH, SNAP-IN | CP7853M R B | -2 |  | EA | 4 | LTRNM
| ....5 | 0030 | 59133401 | FLEXIBLE MAGNET, 305MM LG | A 591334XX R B | -1 |  | EA | 4 | PBINM
| ....5 | 0040 | 59133404 | FLEXIBLE MAGNET, 59MM LG | A 591334XX R B | -1 |  | EA | 4 | PBINM
| ...4 | 0070 | 595877 | PANEL ASY,CORNER FRONT,2043MK5 | B 595877 R | 1 |  | EA | 0
| ...4 | 0040 | 590127402 | MOUNTING SMEMA SENSOR BRK | B 5901274XXR A | 1 |  | EA | 4 | KITM
| ....5 | 0020 | 7853K | PULL, POCKET FLUSH, SNAP-IN | CP7853M R B | 2 |  | EA | 4 | LTRNM
| ....5 | 0030 | 59133401 | FLEXIBLE MAGNET, 305MM LG | A 591334XX R B | 2 |  | EA | 4 | PBINM
| ..3 | 0040 | 59685801 | EXH ASSY, CTR DR L/R 1809MK5 | BM596858XX R C | 1 |  | EA | 0
| ..3 | 0010 | 5901708 | BRACKET, LINAK CTRL BOX MOUNT | A 5901708 R A | 1 |  | EA | 4 | KITM
| ...4 | 0008 | 582432 | 400 CFM EXHAUST LABEL | A 582432 R C | 1 |  | EA | 4 | KITL
| ...4 | 0010 | 59013601 | AIR, REM BOX, 3" OUT, STRAIGHT | B 590136XX ** D | 2 |  | EA | 0 |  | 9DRWM TO BLANK
| ..3 | 0015 | 5901709 | BRACKET, LINAK DBJ MOUNTING | A 5901709 R C | 1 |  | EA | 4 | KITM
| ..3 | 0031 | 590171001 | SHIM, LINAK MOUNTING, LA31 | B 5901710XXR A | 4 |  | EA | 4 | KITM
| ....5 | 0030 | 590139 | PABCO, REM BOX (8 STUD), MK3.5 | A 590139 R B | 2 |  | EA | 4 | KITMS
| ....5 | 0040 | 594699 | .11HP NIDEC MTR AS,1"PAB,MK3VA | B 594699 R | 2 |  | EA | 0 |  | 9DRWM TO BLANK
| .....6 | 0010 | 8253K | .11HP NIDEC MOTOR,3/8"DIA.SHFT | B 8253 R B | 2 |  | EA | 4 | LTRNM
| .....6 | 0020 | 594688 | NIDEC MOTOR PLATE, MK3V, AIR | B 594688 R B | 2 |  | EA | 4 | KITMS
| .....6 | 0030 | 589777 | PABCO, MOTOR 5.75" IMP, MK3.5 | A 589777 R | 2 |  | EA | 4 | KITMS
| ..3 | 0032 | 590171002 | SHIM, LINAK MOUNTING, LA31 | B 5901710XXR A | 4 |  | EA | 4 | KITM
| .....6 | 0050 | 5792K | IMP 4.72" DIA 3/8" BORE, CL | CP5792 R C | 2 |  | EA | 4 | LTRNM
| .....6 | 0060 | 95650M | M8 X 10LG SSS | 95650M R B | 0 |  | EA | 4 | HW
| .....6 | 0090 | 95391M | M5 FLAT WASHER | 9 5391 ** | 6 |  | EA | 4 | HW
| .....6 | 0100 | 95431M | M5-0.8 X 15MM SHCS | 95431 R | 6 |  | EA | 4 | HW
| .....6 | 0110 | 95393M | M5 LOCK WASHER | 9 5393 ** | 6 |  | EA | 4 | HW
| ..3 | 0020 | 590171101 | BRACKET. LINAK POWER LIFT, 1PC | C 5901711XXR A | 1 |  | EA | 4 | KITM
| ..3 | 0030 | 590171102 | BRACKET. LINAK POWER LIFT, 1PC | C 5901711XXR A | 1 |  | EA | 4 | KITM
| ....5 | 0070 | 95427M | M5 X 0.8 X 12LG SHCS | 9 5427 R | 16 |  | EA | 4 | HW
| ....5 | 0080 | 95391M | M5 FLAT WASHER | 9 5391 ** | 16 |  | EA | 4 | HW
| ....5 | 0090 | 95393M | M5 LOCK WASHER | 9 5393 ** | 16 |  | EA | 4 | HW
| ....5 | 0100 | 3628K | LABEL, HOT SURFACE REV.A | CP3628 R A | 2 |  | EA | 4 | KITL
| ...4 | 0015 | 59196501 | EXHAUST BRIDGE COMPONENTS | BM 59196501** | 1 |  | EA | 0
| ..3 | 0001 | 5903590 | CHAIN/ROLLER LAYOUT 1826MK5,CB | D 5903590 R A | 0 |  | RF | 9 | SDRWM
| ....5 | 0020 | 5758K | CORD SET, 72 LONG | CP5758 R A | 2 |  | EA | 4 | KITEL
| ....5 | 0030 | 2733K | CORD SET | CP2733 R C | -2 |  | EA | 4 | KITEL
| ...4 | 0016 | 59196503 | EXHAUST BRIDGE COMPONENTS | BM 59196501** | 1 |  | EA | 0
| ....5 | 0190 | 5903630 | BRACKT, FLOWMETER BOX, CM BASE | A 5903630 R | 1 |  | EA | 4 | KITM
| ....5 | 0020 | 5758K | CORD SET, 72 LONG | CP5758 R A | 2 |  | EA | 4 | KITEL
| ....5 | 0030 | 2733K | CORD SET | CP2733 R C | -2 |  | EA | 4 | KITEL
| ...4 | 0040 | 5903630 | BRACKT, FLOWMETER BOX, CM BASE | A 5903630 R | -1 |  | EA | 4 | KITM
| ....5 | 0020 | 590363201 | TRIM, EXIT, FRONT,L-R, COM B | B 5903632XXR | 1 |  | EA | 4 | KITM
| ....5 | 0040 | 590363301 | TRIM, RIGHT REAR, COM B | B 5903633XXR | 1 |  | EA | 4 | KITM
| ...4 | 0050 | 6245K | TUBE FITTING,3" D1.13" L | CP6245 R A | 6 |  | EA | 4 | KITMS2
| ...4 | 0060 | 6248K | VITON GASKET 3" MC#5044K17 | CP6248 R A | 6 |  | EA | 4 | BNRML
| ...4 | 0070 | 6247K | CLAMP, 3" SANITARY FLANGE | CP6247 R B | 6 |  | EA | 4 | BNRML
| ...4 | 0080 | 6455K | CLAMP, 4" SANITARY FLANGE | CP6455 R | 2 |  | EA | 4 | BNRML
| ...4 | 0090 | 6456K | GASKET 4" SANITARY | CP6456 R | 2 |  | EA | 4 | BNRML
| ...4 | 0110 | 594697 | NIDEC MOTOR ASY, AIR, W/SPACER | B 594697 ** A | 1 |  | EA | 0 |  | 9DRWM TO BLANK
| ....5 | 0010 | 8253K | .11HP NIDEC MOTOR,3/8"DIA.SHFT | B 8253 R B | 1 |  | EA | 4 | LTRNM
| ....5 | 0020 | 594710 | NIDEC MOTOR MOUNTNG PLATE,MK3V | A 594710 R B | 1 |  | EA | 4 | KITMS
| ....5 | 0030 | 594717 | PHENOLIC SPACER,3/8" NIDEC SHF | A 594717 R B | 2 |  | EA | 4 | KITMS
| ....5 | 0040 | 5792K | IMP 4.72" DIA 3/8" BORE, CL | CP5792 R C | 1 |  | EA | 4 | LTRNM
| ....5 | 0050 | 95431M | M5-0.8 X 15MM SHCS | 95431 R | 3 |  | EA | 4 | HW
| ....5 | 0060 | 95391M | M5 FLAT WASHER | 9 5391 ** | 3 |  | EA | 4 | HW
| ....5 | 0070 | 95393M | M5 LOCK WASHER | 9 5393 ** | 3 |  | EA | 4 | HW
| ....5 | 0080 | 95650M | M8 X 10LG SSS | 95650M R B | 0 |  | EA | 4 | HW
| ....5 | 0050 | 590363302 | TRIM, LEFT REAR, COM B | B 5903633XXR | 1 |  | EA | 4 | KITM
| ....5 | 0030 | 590363401 | TRIM,ENT,FRONT L/R,COM B | B 5903634XXR | 1 |  | EA | 4 | KITM
| .2 | 0270 | 5903786 | LIMIT SWITCH BRACKET | B 5903786 R | 2 |  | EA | 4 | KITM
| ....5 | 0030 | 95427M | M5 X 0.8 X 12LG SHCS | 9 5427 R | 1 |  | EA | 4 | HW
| ....5 | 0040 | 95391M | M5 FLAT WASHER | 9 5391 ** | 1 |  | EA | 4 | HW
| ....5 | 0050 | 95393M | M5 LOCK WASHER | 9 5393 ** | 1 |  | EA | 4 | HW
| ....5 | 0060 | 4598K | #12 X 3/4" HHSDS | A4598 R | 2 |  | EA | 4 | HW
| ..3 | 0220 | 5903786 | LIMIT SWITCH BRACKET | B 5903786 R | -2 |  | EA | 4 | KITM
| ..3 | 0080 | 590380001 | SWITCH ACTUATOR | B 5903800XXR | 1 |  | EA | 4 | KITM
| ...4 | 0265 | 5904113 | HC23 OVEN SOFTWARE CONFIG | A 5904113 R F | 1 |  | EA | 9 | 9DRWM |  |  |  |  | SDRWM
| ...4 | 0040 | 5904409 | MOVABLE RAIL ASSY, W/ ROLLER | B 5904409 R | 1 |  | EA | 9 | 9DRWM |  |  |  |  | SDRWM
| ...4 | 0160 | 4066K | 3" HOSE CLAMP, RANGE 65-89MM | CP4066M R C | 4 |  | EA | 4 | PBINM
| ...4 | 0170 | 5663K | 3" HI TEMP INSUL. HOSE 12 FT. | CP-5663 R | 2.5 |  | EA | 4 | BNRML
| ...4 | 0180 | 8141K | FLEXIBLE ALUMINIUM DUCT, 3" ID | CP8141 R A | 1.067 |  | MT | 4 | PBINM
| ...4 | 0190 | 96646M | M5 X 0.8 X 50MM LG SHCS SUS | 96646 R | 4 |  | EA | 4 | HW
| ...4 | 0200 | 95391M | M5 FLAT WASHER | 9 5391 ** | 38 |  | EA | 4 | HW
| ...4 | 0210 | 95393M | M5 LOCK WASHER | 9 5393 ** | 38 |  | EA | 4 | HW
| ...4 | 0220 | 96331M | M5 X 8 LG BHCS | 96331 R 00 | 4 |  | EA | 4 | HW
| ...4 | 0230 | 96314M | M6-1.0 X 13 BHCS | 96314 R 00 | 8 |  | EA | 4 | HW
| ...4 | 0240 | 95591M | M6 FLAT WASHER | 95591K **00 | 14 |  | EA | 4 | HW
| ...4 | 0250 | 95592M | M6 LOCK WASHER | 95592M R A | 14 |  | EA | 4 | HW
| ...4 | 0260 | 96255M | M5-0.8X10LG SHCS | A 96255 R 00 | 24 |  | EA | 4 | HW
| ...4 | 0270 | 96192M | M6-1.0 - 13MM SHCS | R 00 | 2 |  | EA | 4 | HW
| ...4 | 0280 | 95414M | M5X0.8X10 BHCS | 95414 ** | 6 |  | EA | 4 | HW
| ...4 | 0290 | 95509M | M6X1.0 X 10MM BHCS | 95509M R | 4 |  | EA | 4 | HW
| ...4 | 0300 | 4598K | #12 X 3/4" HHSDS | A4598 R | 2 |  | EA | 4 | HW
| ..3 | 0050 | 572472 | 1 1/4" FINISHING PLUG | A 587472 R** | 1 |  | EA | 0
| ...4 | 0010 | 3730K | PLUG, HOLE 1.25" DIA. 9563K69 | A3730 A | 1 |  | EA | 4 | PBINM
| ....5 | 0010 | 5904413 | MOVABLE HOLLOW RAIL ASSY | B 5904413 R | 1 |  | EA | 9 | 9DRWM |  |  |  |  | SDRWM
| ..3 | 0070 | 596791 | STANDOFF, RAIL GUARD STANDOFF | A 596791 R | 8 |  | EA | 4 | KITMP
| ..3 | 0080 | 95414M | M5X0.8X10 BHCS | 95414 ** | 8 |  | EA | 4 | HW
| ..3 | 9999 | LABOR-18AIR | 18AIR LABOR & BIN COST | LABOR R | 1 |  | EA | 4 | KITM
| 1 | 0110 | WIDTH18XXMK5 | TUNNEL & BOARD WIDTH 18XXMK5 | BMWIDTH18XX-SPL | 1 |  | EA | F
| .2 | 0010 | 5904612 | 22" EHC,W/MB,AIR/RETRO,1809MK5 | BM5904612 -SPL | 1 |  | EA | 0
| ..3 | 0010 | 5904436 | TUNNEL, AIR, MK5 COMMON FRAME | D 5904436 R | 2 |  | EA | 4 | KITM
| ..3 | 0002 | SOP036 | MESH BELT INSTALLATION PROCED | A SOP036 R G | 0 |  | EA | 9 | 9DRWM
| .2 | 0040 | 590575901 | BRACKET,POWER INLET | C 5905759XXR | 1 |  | EA | 4 | KITM
| .2 | 0050 | 590575902 | BRACKET,N2 INLET | C 5905759XXR | 1 |  | EA | 4 | KITM
| ..3 | 0030 | 5903596 | ROLLER BRACKET BM, W/ MB,COM B | BM5903596 R | 1 |  | EA | 0
| ...4 | 0010 | 7374K | CONVEYOR ROLLER,1.9"DIA,32"WID | CP 7374 R A | 14 |  | EA | 4 | KITMS2
| ...4 | 0020 | 59626701 | BRKT ASSY LOWER ADJ,1PC FRAME | B 596267XX** | 1 |  | EA | 0
| .....6 | 0010 | 590582201 | PANEL CORNER N2/PWR | D 5905822XXR | 1 |  | EA | 4 | KITM
| .....6 | 0010 | 590582202 | PANEL CORNER N2/PWR | D 5905822XXR | 1 |  | EA | 4 | KITM
| ....5 | 0030 | 96191M | M6-1.0 HEX NUT | 96191 R 00 | 2 |  | EA | 4 | HW
| ....5 | 0040 | 95591M | M6 FLAT WASHER | 95591K **00 | 8 |  | EA | 4 | HW
| ....5 | 0050 | 96163M | M6 X 100 HHCS FULL THREAD | 96163M R A | 1 |  | EA | 4 | HW
| ....5 | 0060 | 96280M | M6-1.0 X 10MM LG SHCS | 96280 R 00 | 4 |  | EA | 4 | HW
| ....5 | 0070 | 95786M | M12 FLAT WASHER SMALL,OD24 | 95786M R 00 | 2 |  | EA | 4 | HW
DEL | ...4 | 0001 | 5905933 | ELECTRICAL CONNECTION DIA. HC6 | B 5905933 R | 1 |  | RF | 9 | 9DRWM |  | R1 | VENKATESH |  | SDRWM
| ...4 | 0261 | 5905976 | HC23 SW INSTALLER FOR HC6 CTRL | A 5905976 R | 1 |  | EA | 9 | 9DRWM | 0 TO 9 |  |  |  | SDRWM
| ....5 | 0010 | 590600501 | HARNESS AUTOLUBE SINGL EHC HC6 | A 590600501R | 1 |  | EA | 9 | 9DRWM |  |  |  |  | SDRWM
DEL | ...4 | 0005 | 590623701 | ELECT DWG PKG 1809 HC6 STD | B 590623701R | 0 |  | RF | 9 | 9DRWM |  | R1 | VENKATESH |  | SDRWM
| ...4 | 0610 | 590624601 | HARN 240V CTRL HC6 1809, E-PAN | A 590624601R | 1 |  | RF | 9 | 9DRWM |  |  |  |  | SDRWM
| ...4 | 0620 | 590624701 | HARN 24V CTRL HC6 1809, E-PAN | A 590624701R | 1 |  | RF | 9 | 9DRWM |  |  |  |  | SDRWM
| ...4 | 0080 | 95551M | M6 X 45LG SHCS | 95551 | 8 |  | EA | 4 | HW
| ...4 | 0090 | 95591M | M6 FLAT WASHER | 95591K **00 | 40 |  | EA | 4 | HW
| ...4 | 0100 | 95592M | M6 LOCK WASHER | 95592M R A | 40 |  | EA | 4 | HW
| ...4 | 0110 | 96280M | M6-1.0 X 10MM LG SHCS | 96280 R 00 | 32 |  | EA | 4 | HW
| ...4 | 0120 | 95584M | M6-1.0 HEX NUT C | 95584M R A | 8 |  | EA | 4 | HW
| ..3 | 0040 | 5904350 | WEAR RODS ASSY, 1826MK5 | BM5904350 ** | 1 |  | EA | 0
| ...4 | 0120 | 590626602 | CC SMARTFAN, LOGIC HAR,2GR HC6 | A 590626602R | 1 |  | RF | 9 | 9DRWM |  |  |  |  | SDRWM
| ..3 | 0002 | 590627001 | HAR PNL ALS SL CONV 18XX HC6 | A 590627001R | 1 |  | RF | 9 | 9DRWM |  |  |  |  | SDRWM
| ...4 | 0030 | 590096401 | WEAR ROD ASSY, 1809MK7, 2122MM | B 5900964XXR A | 3 |  | EA | 9 | KITRK
| ....5 | 0010 | 590096301 | WEAR ROD FOR BELT, 2122MM LG | A 5900963XXR A | 3 |  | EA | 4 | KITRK
| ....5 | 0020 | 96617M | ROLL PIN 3MM X 18MM LG SUS | 96617M R | 3 |  | EA | 4 | HW
| ...4 | 0040 | 590096402 | WEAR ROD ASSY, 1809MK7, 2122MM | B 5900964XXR A | 3 |  | EA | 9 | KITRK
| ....5 | 0010 | 590096301 | WEAR ROD FOR BELT, 2122MM LG | A 5900963XXR A | 3 |  | EA | 4 | KITRK
| ....5 | 0020 | 96617M | ROLL PIN 3MM X 18MM LG SUS | 96617M R | 3 |  | EA | 4 | HW
| ...4 | 0050 | 95414M | M5X0.8X10 BHCS | 95414 ** | 18 |  | EA | 4 | HW
| ...4 | 0060 | 95391M | M5 FLAT WASHER | 9 5391 ** | 18 |  | EA | 4 | HW
| ..3 | 0050 | 59879703 | CONV.SHAFT15,18,20,22MB EN,MK7 | BM598797XX ** | 1 |  | EA | 9 | KITMP3
| ..3 | 0003 | 590627002 | HAR ALS SL CONV LR 18XX HC6 | A 590627002R | 1 |  | RF | 9 | 9DRWM |  |  |  |  | SDRWM
| ...4 | 0020 | 598543 | SHAFT, MESH BELT, 34IN MK5, | B 598543 R | 1 |  | EA | 4 | KITMP
| ...4 | 0030 | 3373K | BELT SPROCKET, LUMSDEN | CP3373M R B | 2 |  | EA | 4 | KITMP
| ...4 | 0040 | 3374K | ST. STL BLANK LUMSDEN | CP3374M R B | 8 |  | EA | 4 | KITMP
| ...4 | 0050 | 2787K | BEARING, SEALMASTER SSFT-12 | CP2787M R B | 2 |  | EA | 4 | KITMP3
| ...4 | 0060 | 2356K | M6 X 13MM HH WHIZ SCREW | CP 2356M R | 4 |  | EA | 4 | HW
| ..3 | 0060 | 59879704 | CONV.SHAFT15,18,20,22MB EX,MK7 | BM598797XX R A | 1 |  | EA | 9 | KITMP3
| ..3 | 0004 | 590627101 | HAR ALS CC EHC CBS LR 18XX HC6 | A 590627101R | 1 |  | RF | 9 | 9DRWM |  |  |  |  | SDRWM
| ...4 | 0020 | 598543 | SHAFT, MESH BELT, 34IN MK5, | B 598543 R | 1 |  | EA | 4 | KITMP
| ...4 | 0030 | 5905926 | SPROCKT, 35B14T, MESH BELT | A 5905926 R | 1 |  | EA | 4 | KITMP
| ...4 | 0040 | 3373K | BELT SPROCKET, LUMSDEN | CP3373M R B | 4 |  | EA | 4 | KITMP
| ...4 | 0050 | 3374K | ST. STL BLANK LUMSDEN | CP3374M R B | 6 |  | EA | 4 | KITMP
| ...4 | 0060 | 5400K | ROLL PIN 5MM DIA X 30LG | A 5400M R | 1 |  | EA | 4 | KITEH
| ...4 | 0070 | 2787K | BEARING, SEALMASTER SSFT-12 | CP2787M R B | 2 |  | EA | 4 | KITMP3
| ...4 | 0080 | 2356K | M6 X 13MM HH WHIZ SCREW | CP 2356M R | 4 |  | EA | 4 | HW
| ..3 | 0070 | 2926K | BELT, 22" WIDE CONVEYOR MESH | CP2926 R E | 10.058 |  | MT | 4 | BNRML
| ...4 | 0030 | 590627802 | HARN 24V CTRL 1809 LR OVEN HC6 | A 590627802R | 1 |  | RF | 9 | 9DRWM |  |  |  |  | SDRWM
| ..3 | 0090 | 7761K | HOLE PLUG, 1.125" | CP7761 R A | 1 |  | EA | 4 | BNRML
| ..3 | 0100 | 95428M | M5 X 0.8 X 12 FHCS | 95428M R | 8 |  | EA | 4 | HW
| ..3 | 0110 | 95528M | M6 X 20 LG SHCS | 95528M R 00 | 8 |  | EA | 4 | HW
| ..3 | 0120 | 95591M | M6 FLAT WASHER | 95591K **00 | 8 |  | EA | 4 | HW
| ..3 | 0130 | 95592M | M6 LOCK WASHER | 95592M R A | 8 |  | EA | 4 | HW
| ..3 | 0140 | 585476 | 12T SPROCKET ASSY | A 585476 ** A | 1 |  | EA | 9 | KITEH
| ...4 | 0010 | 585474 | SPROCKET 35B12 HARDEN | A 585474 R E | 1 |  | EA | 4 | KITEH
| ...4 | 0020 | 595104 | IGUS SLEEVE BRG, 12ID X 18 LG | A 595104 R | 1 |  | EA | 4 | KITEH
| ..3 | 0150 | 96403M | 12 DIA X35LG XM10 SHLDR SCREW | R | 1 |  | EA | 4 | HW
| ..3 | 0160 | 95731M | M10 FLAT WASHER | 95731 R A | 1 |  | EA | 4 | HW
| ..3 | 0170 | 95591M | M6 FLAT WASHER | 95591K **00 | 4 |  | EA | 4 | HW
| ..3 | 0180 | 95592M | M6 LOCK WASHER | 95592M R A | 4 |  | EA | 4 | HW
| ..3 | 0190 | 95518M | M6 X 15 SHCS | 95518M R A | 4 |  | EA | 4 | HW
| ...4 | 0040 | 590627902 | HARN 1809 240V CTRL, L-R HC6 | A 590627902R | 1 |  | RF | 9 | 9DRWM |  |  |  |  | SDRWM
| ...4 | 0050 | 590628002 | HARNESS 1809 T/C, L-R OVEN HC6 | A 590628002R | 1 |  | RF | 9 | 9DRWM |  |  |  |  | SDRWM
| ..3 | 0060 | 590628101 | HARN 1809HV, LR OVEN, MK3 HC6 | A 590628101R | 1 |  | RF | 9 | 9DRWM |  |  |  |  | SDRWM
| 1 | 0130 | INTER_MK5 | INTERFACE COMPONENTS MK5 | BMINTER_MK5R A | 1 |  | EA | F
| .2 | 0010 | 5901272 | SINGLE SMEMA 2, MK7 | BM5901272 R | 1 |  | EA | 0
| ..3 | 0010 | 2457K | CONNECTOR, GROUNDING | CP2457 R | 2 |  | EA | 4 | BNRML
| ..3 | 0020 | 3321K | RECEPTACLE, AMP# 206043-1 | CP 3321 R C | 2 |  | EA | 4 | KITEL
| ..3 | 0030 | 3322K | PLUG, AMP# 206044-1 | CP3322 R | 2 |  | EA | 4 | KITEL
| ..3 | 0040 | 3323K | AMP MALE PIN, 14-18AWG | A 3323 R A | 8 |  | EA | 4 | PBINM
| ..3 | 0050 | 3324K | AMP SOCKET FEM PIN,14-18AWG | A 3324 R A | 6 |  | EA | 4 | PBINM
| ..3 | 0060 | 5901273 | INTERFACE COMPONENTS, MK7 | BM5901273 R | 1 |  | EA | 0
| ...4 | 0010 | 8200K | PNP TYPE DIFFUSE PHOTO SENSOR | CP8200 R B | 2 |  | EA | 4 | BNRML
| ..3 | 0001 | 590633201 | E-PANEL LAYOUT, HC6,STD OPTION | D 5906332XXR | 1 |  | RF | 9 | 9DRWM |  |  |  |  | SDRWM
| ..3 | 0003 | 590633202 | E-PANEL LAYOUT, HC6,STD OPTION | D 5906332XXR | 0 |  | RF | 9 | 9DRWM |  |  |  |  | SDRWM
| ..3 | 0070 | 95071M | M3 FLAT WASHER | 95071 R B | 4 |  | EA | 4 | HW
| ..3 | 0080 | 95032M | M3X0.5X12LG SHCS | 9 5032 R | 4 |  | EA | 4 | HW
| ..3 | 0090 | 2356K | M6 X 13MM HH WHIZ SCREW | CP 2356M R | 2 |  | EA | 4 | HW
| ..3 | 0100 | 95117M | 6 32 X 3/8 BHCS | 95117 R | 12 |  | EA | 4 | HW
| ..3 | 0110 | 95191M | 6 FLAT C | 95191 R | 12 |  | EA | 4 | HW
| ..3 | 0120 | 95182M | M4 HEX NUT C | 95182 R | 8 |  | EA | 4 | HW
| ..3 | 0130 | 95192M | 6 LOCK C | 95192 R | 12 |  | EA | 4 | HW
| ..3 | 0005 | 590633203 | E-PANEL LAYOUT, HC6,STD OPTION | D 5906332XXR | 0 |  | RF | 9 | 9DRWM |  |  |  |  | SDRWM
| 1 | 0140 | BACKUP_MK5.5 | BATTERY BACKUP MK5 1PC FRAME | BMBACKUP_MKR | 1 |  | EA | F
| .2 | 0010 | 59643101 | BATTERY BACKUP | BM596431XX R A | 1 |  | EA | 0
| ..3 | 0001 | SOP035 | BBU WIRE ROUTING PROCEDURE | A SOP035 R C | 0 |  | EA | 9 | 9DRWM
| ...4 | 0130 | 590633501 | HARNESS COOL BLOWER CTRL HC6 | A 590633501R | 1 |  | EA | 9 | 9DRWM |  |  |  |  | SDRWM
| ..3 | 0010 | 8122K | EATON 850VA BBU, 230V | CP8122 R B | 1 |  | EA | 4 | BNRML
| ..3 | 0020 | 8118K | 2NO AUX CONTACT MODULE D-SW | A 8118 R B | 1 |  | EA | 4 | KITJJ
| ..3 | 0030 | 4453K | ADD-ON CONTACT MODULE 9421VZ7 | A 4453 R D | -1 |  | EA | 4 | KITJJ
| ...4 | 0140 | 590633502 | HARNESS COOL BLOWER CTRL HC6 | A 590633502R | 1 |  | EA | 9 | 9DRWM |  |  |  |  | SDRWM
| ..3 | 0050 | 572215 | BATTERY BACKUP LABEL (INSTALL) | A 672215 R E | 1 |  | EA | 4 | KITL
| ..3 | 0060 | 3970K | 1" MID DENSITY GASKET EXTR,BLK | CP 3970M R B | 0.305 |  | MT | 4 | LTRNM
| ..3 | 0400 | 590637601 | BRKT,E-PANEL MNT,1PCS,TOP,18XX | C 5906376XXR | 1 |  | EA | 4 | KITM
| ..3 | 0080 | 1151K | WIRE, WHITE W/BLACK STRIPE | CP1151 R | 10.668 |  | MT | 4 | PBINM
| ..3 | 0090 | 1158K | WIRE WHIT W/VIOLET STRIPE 18 | 1158M R 00 | 10.668 |  | MT | 4 | PBINM
| ..3 | 0100 | 4892K | FERRULE INSUL DUAL WIRE 18 AWG | A4892 R B | 1 |  | EA | 4 | PBINM
| ..3 | 0110 | 4898K | FERRULE INS18 AWG YELLOW | A 4898 R C | 10 |  | EA | 4 | PBINM
| ..3 | 0120 | 96169M | M5 X 10LG BHCS | 96169 R | 4 |  | EA | 4 | HW
| ..3 | 0130 | 95427M | M5 X 0.8 X 12LG SHCS | 9 5427 R | 5 |  | EA | 4 | HW
| 1 | 0250 | CCTRL1809MK5 | COMP BLOWER CONTROL 1809MK5 | BMCCTRL1809R B | 1 |  | EA | F
| .2 | 0110 | 590622901 | 1809MK5 CC HT&COL LR SMRF HC6 | BM590622901R | 1 |  | EA | 0
| ..3 | 0010 | 590622801 | COM CTR FAN SPD LR 1809MK5 HC6 | BM590622801R | 1 |  | EA | 0
| ...4 | 0010 | 7799K | SMARTFAN RPM CONTROLLER | A 7799 R C | 3 |  | EA | 4 | LTRNM
| ...4 | 0020 | 8139K | KOREAN SMARTFAN HARDWARE KIT | CP8139 ** | 3 |  | EA | 4 | KITEP
| ...4 | 0030 | 2770K | PC BOARD SUPPORT, M4 X 7/8" | A 2770 R C | 12 |  | EA | 4 | PBINM
| ...4 | 0050 | 586031 | SMARTFAN COVER/MNT. BRKT. | B 586031 R C | 1 |  | EA | 4 | LTRNM
| ...4 | 0070 | 8245K | HEX STANDOFF, M4 X 100MM LG | CP8245M R | 4 |  | EA | 4 | KITEP
| ...4 | 0100 | 95213M | M4 X 0.7 X 10LG BHCS | 95213M R R | 4 |  | EA | 4 | HW
| ...4 | 0110 | 95292M | M4 FLAT WASHER | 95292M ** | 4 |  | EA | 4 | HW
| ..3 | 0410 | 590637602 | BRKT,E-PANEL MNT,1PCS,TOP,18XX | C 5906376XXR | 1 |  | EA | 4 | KITM
| .2 | 0370 | 590637701 | WIREWAY BRKT,E-PANEL,1PCS,18XX | B 5906377XXR | 1 |  | EA | 4 | KITM
| .2 | 0380 | 590637702 | WIREWAY BRKT,E-PANEL,1PCS,18XX | B 5906377XXR | 1 |  | EA | 4 | KITM
| ..3 | 0020 | 590633901 | COMP CTRL COL SING W/S-FAN HC6 | BM590633901R | 1 |  | EA | 0
| ...4 | 0010 | 7799K | SMARTFAN RPM CONTROLLER | A 7799 R C | 1 |  | EA | 4 | LTRNM
| ...4 | 0020 | 8139K | KOREAN SMARTFAN HARDWARE KIT | CP8139 ** | 1 |  | EA | 4 | KITEP
| ...4 | 0030 | 2770K | PC BOARD SUPPORT, M4 X 7/8" | A 2770 R C | 4 |  | EA | 4 | PBINM
| ...4 | 0050 | 586031 | SMARTFAN COVER/MNT. BRKT. | B 586031 R C | 1 |  | EA | 4 | LTRNM
| ...4 | 0070 | 8245K | HEX STANDOFF, M4 X 100MM LG | CP8245M R | 4 |  | EA | 4 | KITEP
| ...4 | 0100 | 95213M | M4 X 0.7 X 10LG BHCS | 95213M R R | 4 |  | EA | 4 | HW
| ...4 | 0110 | 95292M | M4 FLAT WASHER | 95292M ** | 4 |  | EA | 4 | HW
| ...4 | 0020 | 590638402 | HARNESS 1809 L-R BLOWER HC6 | A 590638402R | 1 |  | RF | 9 | 9DRWM |  |  |  |  | SDRWM
| ....5 | 0010 | 1639K | WIRE, 18 AWG GRAY | CP 1639 R B | 1 |  | MT | 4 | PBINM
| ....5 | 0020 | 4898K | FERRULE INS18 AWG YELLOW | A 4898 R C | 2 |  | EA | 4 | PBINM
| ....5 | 0030 | 5032K | FERRULE SINGLE 22AWG | CP 5032M R A | 3 |  | EA | 4 | PBINM
| ....5 | 0040 | 5874K | CABLE, 3 CONDUCTOR 22AWG | CP5874 R | 4.511 |  | MT | 4 | PBINM
| ...4 | 0130 | 590639001 | HARNES SMTF BLWR 1809 E-P HC6 | A 590639001R | 1 |  | RF | 9 | 9DRWM |  |  |  |  | SDRWM
| ....5 | 0010 | 5666K | 10 AWG. RED HOOK-UP, MTW | CP 5666 R B | 1 |  | MT | 4 | PBINM
| ....5 | 0020 | 3508K | WIRE, 16 AWG MTW RED | CP 3508 R B | 3.301 |  | MT | 4 | PBINM
| ....5 | 0030 | 4894K | FERRULE INSULATED 10 AWG | A 4894 R A | 4 |  | EA | 4 | PBINM
| ....5 | 0040 | 4897K | FERRULE INSULATED 16 AWG | A4897 R A | 6 |  | EA | 4 | PBINM
| ...4 | 0140 | 590639002 | HARNES SMTF BLWR 1809 L-R HC6 | A 590639002R | 1 |  | RF | 9 | 9DRWM |  |  |  |  | SDRWM
| ....5 | 0010 | 5666K | 10 AWG. RED HOOK-UP, MTW | CP 5666 R B | 9.001 |  | MT | 4 | PBINM
| ....5 | 0020 | 3508K | WIRE, 16 AWG MTW RED | CP 3508 R B | 30.401 |  | MT | 4 | PBINM
| ....5 | 0030 | 4894K | FERRULE INSULATED 10 AWG | A 4894 R A | 4 |  | EA | 4 | PBINM
| ....5 | 0040 | 4897K | FERRULE INSULATED 16 AWG | A4897 R A | 24 |  | EA | 4 | PBINM
| ..3 | 0030 | 586031 | SMARTFAN COVER/MNT. BRKT. | B 586031 R C | -1 |  | EA | 4 | LTRNM
| ..3 | 0040 | 8245K | HEX STANDOFF, M4 X 100MM LG | CP8245M R | -4 |  | EA | 4 | KITEP
| ..3 | 0060 | 95213M | M4 X 0.7 X 10LG BHCS | 95213M R R | -4 |  | EA | 4 | HW
| ..3 | 0070 | 95292M | M4 FLAT WASHER | 95292M ** | -4 |  | EA | 4 | HW

## Sheet2
DEL | .2 | 0001 | 43435201 | INSULATION, TOP SHELL, 1707MK3 | C 434352XXR | 1 | EA | 4 | KITMS | R1 | HJNOH
ADD | .2 | 0001 | 43435203 | INSULATION, TOP SHELL, 1913MK3 | C 434352XXR | 1 | EA | 4 | KITMS | R1 | HJNOH
DEL | ....5 | 0020 | 423MK | OILITE FLANGE BRG 12 ID X12 LG | CP423M R F | 2 | EA | 4 | LTRNM | R1 | HJNOH
ADD | ....5 | 0020 | 423K | FLANGED OILTE BEARING | 423M | 2 | EA | 4 | LTRNM | R1 | HJNOH

## Sheet1
디자인불량 | 설계에 문제에 의한 불량. Old 및 New issue 기록 Old항목은 engineer에 기록할 필요 없으며 New Issue 에 대해서만 기록
디자인개선 | 성능 개선, 조립성 개선 등
디자인변경 | 단납기 Issue로 기구 및 전기 최초 Release후 추가 설계하는 내용
BOM 누락 | BOM 문제에 의한 불량. Standard Issue, Old 및 New issue 기록 standard 및 Old항목은 Issue engineer에 기록할 필요 없으며 New Issue 에 대해서만 기록
Order 변경 | 사양 변경 및 부품 변경 (buyoff후 변경사항도 여기 기록)
ECN 적용 | ECN으로 인한 설계 변경 및 BOM 변경
CP 변경 | CP 변경으로 인한 추가 설계
개조 | 재고 장비의 개조
Standard Issue | S number기준으로하는 Standard 설계, BOM issue